## BOM B1
Exertis Quotation
Quote Reference: | LIC-C9300-24E-1Y
Quote Number: | DID 82669114
Date: | 2026-01-25
Expiry Date: | 2026-03-23
Customer: | Electric-petrol
Item | Description | Manufacturer | Make | Model | Net Price Each (€) | VAT % | VAT Amount (€) | Gross (Each) (€) | Qty | Total (Gross) (€) | Margin % | Profit (€) | Customer Price (€) | Customer Price unit
1 | 19" Wall Cabinet (12U) incl. accessories | Generic | Wallmount | 12U Ventilated | 850 | 23% | 195.5 | 1045.5 | 2 | 2091 | 25% | 522.75 | 2613.75 | 1306.875
2 | Uninterruptable Power Supply (UPS) | APC | Smart-UPS | SMT1500 | 650 | 23% | 149.5 | 799.5 | 2 | 1599 | 20% | 319.8 | 1918.8 | 959.4
3 | Power Distribution Unit (PDU) 8-way | APC | Rack PDU | Basic 8-way | 120 | 23% | 27.6 | 147.6 | 2 | 295.2 | 20% | 59.04 | 354.24 | 177.12
4 | ISP Modem / ONT | ISP | Provider | Model per ISP | – | 23% |  |  | 2 |  | 0% |  |  | 0
5 | Firewall (branch) | Fortinet | FortiGate | 60F (or equiv.) | 750 | 23% | 172.5 | 922.5 | 1 | 922.5 | 25% | 230.625 | 1153.125 | 1153.125
6 | Patch Panel Cat6 24-port | Generic | Cat6 | 24-port | 85 | 23% | 19.55 | 104.55 | 4 | 418.2 | 25% | 104.55 | 522.75 | 130.6875
7 | Cat6 Keystone Jacks (tool-less) | Generic | Cat6 | RJ45 Keystone | 3.5 | 23% | 0.805 | 4.305 | 95 | 408.975 | 25% | 102.2437 | 511.2187 | 5.3812
8 | Faceplates / Backboxes (single/double) | Generic | Wallplate | 1–2 gang | 2.5 | 23% | 0.575 | 3.075 | 95 | 292.125 | 25% | 73.0312 | 365.1562 | 3.8438
9 | Cat6A U/UTP Bulk Cable 305m box | Generic | Cat6A | 305m | 155 | 23% | 35.65 | 190.65 | 12 | 2287.8 | 20% | 457.56 | 2745.36 | 228.78
10 | Cat6 Patch Cords 2m (rack) | Generic | Cat6 | 2m | 4 | 23% | 0.92 | 4.92 | 120 | 590.4 | 20% | 118.08 | 708.48 | 5.904
11 | Cat6 Patch Cords 3m (user) | Generic | Cat6 | 3m | 5 | 23% | 1.15 | 6.15 | 95 | 584.25 | 25% | 146.0625 | 730.3125 | 7.6875
12 | Access Switch 48-port PoE+ (floor) | Cisco | Catalyst | 9200-48P-4G | 1800 | 23% | 414 | 2214 | 2 | 4428 | 20% | 885.6 | 5313.6 | 2656.8
13 | Access Switch 24-port PoE+ | Cisco | Catalyst | 9200-24P-4G | 1350 | 23% | 310.5 | 1660.5 | 4 | 6642 | 20% | 1328.4 | 7970.4 | 1992.6
14 | Racks/Power/Extenders (as specified) | Generic | Ethernet | 1GbE | 90 | 23% | 20.7 | 110.7 | 3 | 332.1 | 25% | 83.025 | 415.125 | 138.375
15 | Wireless Access Point (hardware) | Ubiquiti | UniFi | U6-LR | 170 | 23% | 39.1 | 209.1 | 5 | 1045.5 | 25% | 261.375 | 1306.875 | 261.375
16 | CCTV Camera (PoE) – internal | Hikvision | Dome | 2MP/4MP PoE | 120 | 23% | 27.6 | 147.6 | 2 | 295.2 | 25% | 73.8 | 369 | 184.5
17 | Fiber Backbone Cable OM4 12-core | Generic | OM4 | 12-core | 2.2 | 23% | 0.506 | 2.706 | 120 | 324.72 | 20% | 64.944 | 389.664 | 3.2472
18 | Fiber Patch Panel / Enclosure (LC) | Generic | Fiber Panel | 24 LC | 120 | 23% | 27.6 | 147.6 | 2 | 295.2 | 20% | 59.04 | 354.24 | 177.12
19 | LC Duplex Pigtails | Generic | OM4 | LC | 4.5 | 23% | 1.035 | 5.535 | 24 | 132.84 | 25% | 33.21 | 166.05 | 6.9188
20 | LC-LC Duplex Patch Leads 2m | Generic | OM4 | LC-LC 2m | 6 | 23% | 1.38 | 7.38 | 6 | 44.28 | 25% | 11.07 | 55.35 | 9.225
21 | SFP/SFP+ Transceivers (MM) | Cisco/Generic | SFP | 1G/10G MM | 65 | 23% | 14.95 | 79.95 | 6 | 479.7 | 25% | 119.925 | 599.625 | 99.9375
22 | Containment: Basket tray / trunking | Generic | Cable Tray | 100mm | 18 | 23% | 4.14 | 22.14 | 120 | 2656.8 | 20% | 531.36 | 3188.16 | 26.568
23 | Consumables: labels, Velcro, fixings | Generic | Install | Consumables | 7.5 | 23% | 1.725 | 9.225 | 12 | 110.7 | 20% | 22.14 | 132.84 | 11.07
24 | Labour – Installers (per hour) | N/A | Labour | Installer | 50 | 13.5% | 6.75 | 61.5 | 32 | 1968 | 10% | 196.8 | 2164.8 | 67.65
25 | Labour – Consultant/Design (per hour) | N/A | Labour | Consultant | 110 | 13.5% | 14.85 | 135.3 | 8 | 1082.4 | 30% | 324.72 | 1407.12 | 175.89
26 | POS-6000 4G Version 1GB+8GB 58mm PDA Handheld 5.5 inch QR Code Android Smart | Haweel-04 | Haweel-04 | POS-6000 | 159 | 23% | 36.57 | 195.57 | 4 | 782.28 | 25% | 195.57 | 977.85 | 244.4625 | POS-6000 4G Version 1GB+8GB 58mm PDA Handheld 5.5 inch QR Code Android Smart POS Teminal Scanner Printer, EU Plug ¦ Fruugo IE
[8 empty] | Totals |  | 29326.89 |  | 6129.1515 | 36433.8915

## B1
Item | Category | Floor | Quantity | Description | Manufacturer | Model | Quantity | Serial Number 1 | Uinit price
1 | Cabinet | 1 | 2 | 19" Wall Cabinet (12U) | Generic | 12U Ventilated | 1 | E00000000001 | 850 |  | Quantity
2 | Cabinet | G |  | 19" Wall Cabinet (12U) | Generic | 12U Ventilated | 1 | E00000000002 | 850 | Category | Ground Floor | Second Floor | Net Price total | VAT | Total cost
3 | Distributor | 1 | 2 | UPS | APC | SMT1500 | 1 | E00000000003 | 650 | Bulk cable | 465 | 1395 | 1860 | 23% | 427.8
4 | Distributor | G |  | UPS | APC | SMT1500 | 1 | E00000000004 | 650 | Cabinet | 850 | 850 | 1700 | 23% | 391
5 | Power Distributor | 1 | 2 | PDU 8-way | APC | Basic 8-way | 1 | E00000000005 | 120 | CCTV | 120 |  | 120 | 23% | 27.6
6 | Firewall | 1 | 1 | Firewall | Fortinet | Fortigate 60F | 1 | E00000000006 | 750 | CCTV |  | 120 | 120 | 23% | 27.6
7 | Switch | 1 | 4 | Cisco Switch 24-port PoE+ | Cisco | 9200-24P-4G | 1 | E00000000007 | 1350 | Cord 2m | 104 | 376 | 480 | 23% | 110.4
8 | Switch | 1 |  | Cisco Switch 24-port PoE+ | Cisco | 9200-24P-4G | 1 | E00000000008 | 1350 | Cord 3m | 105 | 520 | 625 | 23% | 143.75
9 | Switch | 1 |  | Cisco Switch 24-port PoE+ | Cisco | 9200-24P-4G | 1 | E00000000009 | 1350 | Distributor | 650 | 650 | 1300 | 23% | 299
10 | Switch | G |  | Cisco Switch 24-port PoE+ | Cisco | 9200-24P-4G | 1 | E00000000010 | 1350 | Faceplates | 77.5 | 160 | 237.5 | 23% | 54.625
11 | Switch | G | 2 | Cisco Switch 48-port PoE+ | Cisco | 9200-48P-4G | 1 | E00000000011 | 1800 | Fiber Backbone Cable | 61.6 | 202.4 | 264 | 23% | 60.72
12 | Switch | G |  | Cisco Switch 48-port PoE+ | Cisco | 9200-48P-4G | 1 | E00000000012 | 1800 | Fiber Patch Panel | 120 | 120 | 240 | 23% | 55.2
13 | Wireless Access Point | 1 | 5 | Wireless Access Point | Ubiquiti | U6-LR | 1 | E00000000013 | 170 | Firewall |  | 750 | 750 | 23% | 172.5
14 | Wireless Access Point | 1 |  | Wireless Access Point | Ubiquiti | U6-LR | 1 | E00000000014 | 170 | LC Duplex Pigtails | 36 | 72 | 108 | 23% | 24.84
15 | Wireless Access Point | 1 |  | Wireless Access Point | Ubiquiti | U6-LR | 1 | E00000000015 | 170 | LC-LC 2m | 36 |  | 36 | 23% | 8.28
16 | Wireless Access Point | G |  | Wireless Access Point | Ubiquiti | U6-LR | 1 | E00000000016 | 170 | Patch Panel | 170 | 170 | 340 | 23% | 78.2
17 | Wireless Access Point | G |  | Wireless Access Point | Ubiquiti | U6-LR | 1 | E00000000017 | 170 | POS-6000 | 636 |  | 636 | 23% | 146.28
18 | CCTV | 1 | 1 | CCTV Camera | Hikvision | 2MP PoE | 1 | E00000000018 | 120 | Power Distributor |  | 120 | 120 | 23% | 27.6
19 | Transceiver | 1 | 6 | SFP/SFP+ Transceiver | Cisco/Generic | 1G/10G MM | 1 | E00000000019 | 65 | Racks/Power/Extenders | 90 | 180 | 270 | 23% | 62.1
20 | Transceiver | 1 |  | SFP/SFP+ Transceiver | Cisco/Generic | 1G/10G MM | 1 | E00000000020 | 65 | RJ45 JACK | 84 | 248.5 | 332.5 | 23% | 76.475
21 | Transceiver | 1 |  | SFP/SFP+ Transceiver | Cisco/Generic | 1G/10G MM | 1 | E00000000021 | 65 | Switch | 4950 | 4050 | 9000 | 23% | 2070
22 | Transceiver | 1 |  | SFP/SFP+ Transceiver | Cisco/Generic | 1G/10G MM | 1 | E00000000022 | 65 | Transceiver | 130 | 260 | 390 | 23% | 89.7
23 | Transceiver | G |  | SFP/SFP+ Transceiver | Cisco/Generic | 1G/10G MM | 1 | E00000000023 | 65 | Wireless Access Point | 340 | 510 | 850 | 23% | 195.5
24 | Transceiver | G |  | SFP/SFP+ Transceiver | Cisco/Generic | 1G/10G MM | 1 | E00000000024 | 65 | Grand Total | 9025.1 | 10753.9 | 19779 | 23% | 4549.17
25 | Patch Panel | 1 | 4 | Patch Panel Cat6 24-port | Generic | 24-port | 1 | E00000000025 | 85
26 | Patch Panel | 1 |  | Patch Panel Cat6 24-port | Generic | 24-port | 1 | E00000000026 | 85
27 | Patch Panel | G |  | Patch Panel Cat6 24-port | Generic | 24-port | 1 | E00000000027 | 85
28 | Patch Panel | G |  | Patch Panel Cat6 24-port | Generic | 24-port | 1 | E00000000028 | 85
29 | RJ45 JACK | 1 | 95 | Cat6 Keystone Jacks (tool-less) | Generic | RJ45 Keystone | 1 | E00000000029 | 3.5
30 | RJ45 JACK | 1 |  | Cat6 Keystone Jacks (tool-less) | Generic | RJ45 Keystone | 1 | E00000000030 | 3.5
31 | RJ45 JACK | 1 |  | Cat6 Keystone Jacks (tool-less) | Generic | RJ45 Keystone | 1 | E00000000031 | 3.5
32 | RJ45 JACK | 1 |  | Cat6 Keystone Jacks (tool-less) | Generic | RJ45 Keystone | 1 | E00000000032 | 3.5
33 | RJ45 JACK | 1 |  | Cat6 Keystone Jacks (tool-less) | Generic | RJ45 Keystone | 1 | E00000000033 | 3.5
34 | RJ45 JACK | 1 |  | Cat6 Keystone Jacks (tool-less) | Generic | RJ45 Keystone | 1 | E00000000034 | 3.5
35 | RJ45 JACK | 1 |  | Cat6 Keystone Jacks (tool-less) | Generic | RJ45 Keystone | 1 | E00000000035 | 3.5
36 | RJ45 JACK | 1 |  | Cat6 Keystone Jacks (tool-less) | Generic | RJ45 Keystone | 1 | E00000000036 | 3.5
37 | RJ45 JACK | 1 |  | Cat6 Keystone Jacks (tool-less) | Generic | RJ45 Keystone | 1 | E00000000037 | 3.5
38 | RJ45 JACK | 1 |  | Cat6 Keystone Jacks (tool-less) | Generic | RJ45 Keystone | 1 | E00000000038 | 3.5
39 | RJ45 JACK | 1 |  | Cat6 Keystone Jacks (tool-less) | Generic | RJ45 Keystone | 1 | E00000000039 | 3.5
40 | RJ45 JACK | 1 |  | Cat6 Keystone Jacks (tool-less) | Generic | RJ45 Keystone | 1 | E00000000040 | 3.5
41 | RJ45 JACK | 1 |  | Cat6 Keystone Jacks (tool-less) | Generic | RJ45 Keystone | 1 | E00000000041 | 3.5
42 | RJ45 JACK | 1 |  | Cat6 Keystone Jacks (tool-less) | Generic | RJ45 Keystone | 1 | E00000000042 | 3.5
43 | RJ45 JACK | 1 |  | Cat6 Keystone Jacks (tool-less) | Generic | RJ45 Keystone | 1 | E00000000043 | 3.5
44 | RJ45 JACK | 1 |  | Cat6 Keystone Jacks (tool-less) | Generic | RJ45 Keystone | 1 | E00000000044 | 3.5
45 | RJ45 JACK | 1 |  | Cat6 Keystone Jacks (tool-less) | Generic | RJ45 Keystone | 1 | E00000000045 | 3.5
46 | RJ45 JACK | 1 |  | Cat6 Keystone Jacks (tool-less) | Generic | RJ45 Keystone | 1 | E00000000046 | 3.5
47 | RJ45 JACK | 1 |  | Cat6 Keystone Jacks (tool-less) | Generic | RJ45 Keystone | 1 | E00000000047 | 3.5
48 | RJ45 JACK | 1 |  | Cat6 Keystone Jacks (tool-less) | Generic | RJ45 Keystone | 1 | E00000000048 | 3.5
49 | RJ45 JACK | 1 |  | Cat6 Keystone Jacks (tool-less) | Generic | RJ45 Keystone | 1 | E00000000049 | 3.5
50 | RJ45 JACK | 1 |  | Cat6 Keystone Jacks (tool-less) | Generic | RJ45 Keystone | 1 | E00000000050 | 3.5
51 | RJ45 JACK | 1 |  | Cat6 Keystone Jacks (tool-less) | Generic | RJ45 Keystone | 1 | E00000000051 | 3.5
52 | RJ45 JACK | 1 |  | Cat6 Keystone Jacks (tool-less) | Generic | RJ45 Keystone | 1 | E00000000052 | 3.5
53 | RJ45 JACK | 1 |  | Cat6 Keystone Jacks (tool-less) | Generic | RJ45 Keystone | 1 | E00000000053 | 3.5
54 | RJ45 JACK | 1 |  | Cat6 Keystone Jacks (tool-less) | Generic | RJ45 Keystone | 1 | E00000000054 | 3.5
55 | RJ45 JACK | 1 |  | Cat6 Keystone Jacks (tool-less) | Generic | RJ45 Keystone | 1 | E00000000055 | 3.5
56 | RJ45 JACK | 1 |  | Cat6 Keystone Jacks (tool-less) | Generic | RJ45 Keystone | 1 | E00000000056 | 3.5
57 | RJ45 JACK | 1 |  | Cat6 Keystone Jacks (tool-less) | Generic | RJ45 Keystone | 1 | E00000000057 | 3.5
58 | RJ45 JACK | 1 |  | Cat6 Keystone Jacks (tool-less) | Generic | RJ45 Keystone | 1 | E00000000058 | 3.5
59 | RJ45 JACK | 1 |  | Cat6 Keystone Jacks (tool-less) | Generic | RJ45 Keystone | 1 | E00000000059 | 3.5
60 | RJ45 JACK | 1 |  | Cat6 Keystone Jacks (tool-less) | Generic | RJ45 Keystone | 1 | E00000000060 | 3.5
61 | RJ45 JACK | 1 |  | Cat6 Keystone Jacks (tool-less) | Generic | RJ45 Keystone | 1 | E00000000061 | 3.5
62 | RJ45 JACK | 1 |  | Cat6 Keystone Jacks (tool-less) | Generic | RJ45 Keystone | 1 | E00000000062 | 3.5
63 | RJ45 JACK | 1 |  | Cat6 Keystone Jacks (tool-less) | Generic | RJ45 Keystone | 1 | E00000000063 | 3.5
64 | RJ45 JACK | 1 |  | Cat6 Keystone Jacks (tool-less) | Generic | RJ45 Keystone | 1 | E00000000064 | 3.5
65 | RJ45 JACK | 1 |  | Cat6 Keystone Jacks (tool-less) | Generic | RJ45 Keystone | 1 | E00000000065 | 3.5
66 | RJ45 JACK | 1 |  | Cat6 Keystone Jacks (tool-less) | Generic | RJ45 Keystone | 1 | E00000000066 | 3.5
67 | RJ45 JACK | 1 |  | Cat6 Keystone Jacks (tool-less) | Generic | RJ45 Keystone | 1 | E00000000067 | 3.5
68 | RJ45 JACK | 1 |  | Cat6 Keystone Jacks (tool-less) | Generic | RJ45 Keystone | 1 | E00000000068 | 3.5
69 | RJ45 JACK | 1 |  | Cat6 Keystone Jacks (tool-less) | Generic | RJ45 Keystone | 1 | E00000000069 | 3.5
70 | RJ45 JACK | 1 |  | Cat6 Keystone Jacks (tool-less) | Generic | RJ45 Keystone | 1 | E00000000070 | 3.5
71 | RJ45 JACK | 1 |  | Cat6 Keystone Jacks (tool-less) | Generic | RJ45 Keystone | 1 | E00000000071 | 3.5
72 | RJ45 JACK | 1 |  | Cat6 Keystone Jacks (tool-less) | Generic | RJ45 Keystone | 1 | E00000000072 | 3.5
73 | RJ45 JACK | 1 |  | Cat6 Keystone Jacks (tool-less) | Generic | RJ45 Keystone | 1 | E00000000073 | 3.5
74 | RJ45 JACK | 1 |  | Cat6 Keystone Jacks (tool-less) | Generic | RJ45 Keystone | 1 | E00000000074 | 3.5
75 | RJ45 JACK | 1 |  | Cat6 Keystone Jacks (tool-less) | Generic | RJ45 Keystone | 1 | E00000000075 | 3.5
76 | RJ45 JACK | 1 |  | Cat6 Keystone Jacks (tool-less) | Generic | RJ45 Keystone | 1 | E00000000076 | 3.5
77 | RJ45 JACK | 1 |  | Cat6 Keystone Jacks (tool-less) | Generic | RJ45 Keystone | 1 | E00000000077 | 3.5
78 | RJ45 JACK | 1 |  | Cat6 Keystone Jacks (tool-less) | Generic | RJ45 Keystone | 1 | E00000000078 | 3.5
79 | RJ45 JACK | 1 |  | Cat6 Keystone Jacks (tool-less) | Generic | RJ45 Keystone | 1 | E00000000079 | 3.5
80 | RJ45 JACK | 1 |  | Cat6 Keystone Jacks (tool-less) | Generic | RJ45 Keystone | 1 | E00000000080 | 3.5
81 | RJ45 JACK | 1 |  | Cat6 Keystone Jacks (tool-less) | Generic | RJ45 Keystone | 1 | E00000000081 | 3.5
82 | RJ45 JACK | 1 |  | Cat6 Keystone Jacks (tool-less) | Generic | RJ45 Keystone | 1 | E00000000082 | 3.5
83 | RJ45 JACK | 1 |  | Cat6 Keystone Jacks (tool-less) | Generic | RJ45 Keystone | 1 | E00000000083 | 3.5
84 | RJ45 JACK | 1 |  | Cat6 Keystone Jacks (tool-less) | Generic | RJ45 Keystone | 1 | E00000000084 | 3.5
85 | RJ45 JACK | 1 |  | Cat6 Keystone Jacks (tool-less) | Generic | RJ45 Keystone | 1 | E00000000085 | 3.5
86 | RJ45 JACK | 1 |  | Cat6 Keystone Jacks (tool-less) | Generic | RJ45 Keystone | 1 | E00000000086 | 3.5
87 | RJ45 JACK | 1 |  | Cat6 Keystone Jacks (tool-less) | Generic | RJ45 Keystone | 1 | E00000000087 | 3.5
88 | RJ45 JACK | 1 |  | Cat6 Keystone Jacks (tool-less) | Generic | RJ45 Keystone | 1 | E00000000088 | 3.5
89 | RJ45 JACK | 1 |  | Cat6 Keystone Jacks (tool-less) | Generic | RJ45 Keystone | 1 | E00000000089 | 3.5
90 | RJ45 JACK | 1 |  | Cat6 Keystone Jacks (tool-less) | Generic | RJ45 Keystone | 1 | E00000000090 | 3.5
91 | RJ45 JACK | 1 |  | Cat6 Keystone Jacks (tool-less) | Generic | RJ45 Keystone | 1 | E00000000091 | 3.5
92 | RJ45 JACK | 1 |  | Cat6 Keystone Jacks (tool-less) | Generic | RJ45 Keystone | 1 | E00000000092 | 3.5
93 | RJ45 JACK | 1 |  | Cat6 Keystone Jacks (tool-less) | Generic | RJ45 Keystone | 1 | E00000000093 | 3.5
94 | RJ45 JACK | 1 |  | Cat6 Keystone Jacks (tool-less) | Generic | RJ45 Keystone | 1 | E00000000094 | 3.5
95 | RJ45 JACK | 1 |  | Cat6 Keystone Jacks (tool-less) | Generic | RJ45 Keystone | 1 | E00000000095 | 3.5
96 | RJ45 JACK | 1 |  | Cat6 Keystone Jacks (tool-less) | Generic | RJ45 Keystone | 1 | E00000000096 | 3.5
97 | RJ45 JACK | 1 |  | Cat6 Keystone Jacks (tool-less) | Generic | RJ45 Keystone | 1 | E00000000097 | 3.5
98 | RJ45 JACK | 1 |  | Cat6 Keystone Jacks (tool-less) | Generic | RJ45 Keystone | 1 | E00000000098 | 3.5
99 | RJ45 JACK | 1 |  | Cat6 Keystone Jacks (tool-less) | Generic | RJ45 Keystone | 1 | E00000000099 | 3.5
100 | RJ45 JACK | G |  | Cat6 Keystone Jacks (tool-less) | Generic | RJ45 Keystone | 1 | E00000000100 | 3.5
101 | RJ45 JACK | G |  | Cat6 Keystone Jacks (tool-less) | Generic | RJ45 Keystone | 1 | E00000000101 | 3.5
102 | RJ45 JACK | G |  | Cat6 Keystone Jacks (tool-less) | Generic | RJ45 Keystone | 1 | E00000000102 | 3.5
103 | RJ45 JACK | G |  | Cat6 Keystone Jacks (tool-less) | Generic | RJ45 Keystone | 1 | E00000000103 | 3.5
104 | RJ45 JACK | G |  | Cat6 Keystone Jacks (tool-less) | Generic | RJ45 Keystone | 1 | E00000000104 | 3.5
105 | RJ45 JACK | G |  | Cat6 Keystone Jacks (tool-less) | Generic | RJ45 Keystone | 1 | E00000000105 | 3.5
106 | RJ45 JACK | G |  | Cat6 Keystone Jacks (tool-less) | Generic | RJ45 Keystone | 1 | E00000000106 | 3.5
107 | RJ45 JACK | G |  | Cat6 Keystone Jacks (tool-less) | Generic | RJ45 Keystone | 1 | E00000000107 | 3.5
108 | RJ45 JACK | G |  | Cat6 Keystone Jacks (tool-less) | Generic | RJ45 Keystone | 1 | E00000000108 | 3.5
109 | RJ45 JACK | G |  | Cat6 Keystone Jacks (tool-less) | Generic | RJ45 Keystone | 1 | E00000000109 | 3.5
110 | RJ45 JACK | G |  | Cat6 Keystone Jacks (tool-less) | Generic | RJ45 Keystone | 1 | E00000000110 | 3.5
111 | RJ45 JACK | G |  | Cat6 Keystone Jacks (tool-less) | Generic | RJ45 Keystone | 1 | E00000000111 | 3.5
112 | RJ45 JACK | G |  | Cat6 Keystone Jacks (tool-less) | Generic | RJ45 Keystone | 1 | E00000000112 | 3.5
113 | RJ45 JACK | G |  | Cat6 Keystone Jacks (tool-less) | Generic | RJ45 Keystone | 1 | E00000000113 | 3.5
114 | RJ45 JACK | G |  | Cat6 Keystone Jacks (tool-less) | Generic | RJ45 Keystone | 1 | E00000000114 | 3.5
115 | RJ45 JACK | G |  | Cat6 Keystone Jacks (tool-less) | Generic | RJ45 Keystone | 1 | E00000000115 | 3.5
116 | RJ45 JACK | G |  | Cat6 Keystone Jacks (tool-less) | Generic | RJ45 Keystone | 1 | E00000000116 | 3.5
117 | RJ45 JACK | G |  | Cat6 Keystone Jacks (tool-less) | Generic | RJ45 Keystone | 1 | E00000000117 | 3.5
118 | RJ45 JACK | G |  | Cat6 Keystone Jacks (tool-less) | Generic | RJ45 Keystone | 1 | E00000000118 | 3.5
119 | RJ45 JACK | G |  | Cat6 Keystone Jacks (tool-less) | Generic | RJ45 Keystone | 1 | E00000000119 | 3.5
120 | RJ45 JACK | G |  | Cat6 Keystone Jacks (tool-less) | Generic | RJ45 Keystone | 1 | E00000000120 | 3.5
121 | RJ45 JACK | G |  | Cat6 Keystone Jacks (tool-less) | Generic | RJ45 Keystone | 1 | E00000000121 | 3.5
122 | RJ45 JACK | G |  | Cat6 Keystone Jacks (tool-less) | Generic | RJ45 Keystone | 1 | E00000000122 | 3.5
123 | RJ45 JACK | G |  | Cat6 Keystone Jacks (tool-less) | Generic | RJ45 Keystone | 1 | E00000000123 | 3.5
124 | Faceplates | 1 | 95 | Faceplates / Backboxes (single/double) | Generic | 1–2 gang | 1 | E00000000124 | 2.5
125 | Faceplates | 1 |  | Faceplates / Backboxes (single/double) | Generic | 1–2 gang | 1 | E00000000125 | 2.5
126 | Faceplates | 1 |  | Faceplates / Backboxes (single/double) | Generic | 1–2 gang | 1 | E00000000126 | 2.5
127 | Faceplates | 1 |  | Faceplates / Backboxes (single/double) | Generic | 1–2 gang | 1 | E00000000127 | 2.5
128 | Faceplates | 1 |  | Faceplates / Backboxes (single/double) | Generic | 1–2 gang | 1 | E00000000128 | 2.5
129 | Faceplates | 1 |  | Faceplates / Backboxes (single/double) | Generic | 1–2 gang | 1 | E00000000129 | 2.5
130 | Faceplates | 1 |  | Faceplates / Backboxes (single/double) | Generic | 1–2 gang | 1 | E00000000130 | 2.5
131 | Faceplates | 1 |  | Faceplates / Backboxes (single/double) | Generic | 1–2 gang | 1 | E00000000131 | 2.5
132 | Faceplates | 1 |  | Faceplates / Backboxes (single/double) | Generic | 1–2 gang | 1 | E00000000132 | 2.5
133 | Faceplates | 1 |  | Faceplates / Backboxes (single/double) | Generic | 1–2 gang | 1 | E00000000133 | 2.5
134 | Faceplates | 1 |  | Faceplates / Backboxes (single/double) | Generic | 1–2 gang | 1 | E00000000134 | 2.5
135 | Faceplates | 1 |  | Faceplates / Backboxes (single/double) | Generic | 1–2 gang | 1 | E00000000135 | 2.5
136 | Faceplates | 1 |  | Faceplates / Backboxes (single/double) | Generic | 1–2 gang | 1 | E00000000136 | 2.5
137 | Faceplates | 1 |  | Faceplates / Backboxes (single/double) | Generic | 1–2 gang | 1 | E00000000137 | 2.5
138 | Faceplates | 1 |  | Faceplates / Backboxes (single/double) | Generic | 1–2 gang | 1 | E00000000138 | 2.5
139 | Faceplates | 1 |  | Faceplates / Backboxes (single/double) | Generic | 1–2 gang | 1 | E00000000139 | 2.5
140 | Faceplates | 1 |  | Faceplates / Backboxes (single/double) | Generic | 1–2 gang | 1 | E00000000140 | 2.5
141 | Faceplates | 1 |  | Faceplates / Backboxes (single/double) | Generic | 1–2 gang | 1 | E00000000141 | 2.5
142 | Faceplates | 1 |  | Faceplates / Backboxes (single/double) | Generic | 1–2 gang | 1 | E00000000142 | 2.5
143 | Faceplates | 1 |  | Faceplates / Backboxes (single/double) | Generic | 1–2 gang | 1 | E00000000143 | 2.5
144 | Faceplates | 1 |  | Faceplates / Backboxes (single/double) | Generic | 1–2 gang | 1 | E00000000144 | 2.5
145 | Faceplates | 1 |  | Faceplates / Backboxes (single/double) | Generic | 1–2 gang | 1 | E00000000145 | 2.5
146 | Faceplates | 1 |  | Faceplates / Backboxes (single/double) | Generic | 1–2 gang | 1 | E00000000146 | 2.5
147 | Faceplates | 1 |  | Faceplates / Backboxes (single/double) | Generic | 1–2 gang | 1 | E00000000147 | 2.5
148 | Faceplates | 1 |  | Faceplates / Backboxes (single/double) | Generic | 1–2 gang | 1 | E00000000148 | 2.5
149 | Faceplates | 1 |  | Faceplates / Backboxes (single/double) | Generic | 1–2 gang | 1 | E00000000149 | 2.5
150 | Faceplates | 1 |  | Faceplates / Backboxes (single/double) | Generic | 1–2 gang | 1 | E00000000150 | 2.5
151 | Faceplates | 1 |  | Faceplates / Backboxes (single/double) | Generic | 1–2 gang | 1 | E00000000151 | 2.5
152 | Faceplates | 1 |  | Faceplates / Backboxes (single/double) | Generic | 1–2 gang | 1 | E00000000152 | 2.5
153 | Faceplates | 1 |  | Faceplates / Backboxes (single/double) | Generic | 1–2 gang | 1 | E00000000153 | 2.5
154 | Faceplates | 1 |  | Faceplates / Backboxes (single/double) | Generic | 1–2 gang | 1 | E00000000154 | 2.5
155 | Faceplates | 1 |  | Faceplates / Backboxes (single/double) | Generic | 1–2 gang | 1 | E00000000155 | 2.5
156 | Faceplates | 1 |  | Faceplates / Backboxes (single/double) | Generic | 1–2 gang | 1 | E00000000156 | 2.5
157 | Faceplates | 1 |  | Faceplates / Backboxes (single/double) | Generic | 1–2 gang | 1 | E00000000157 | 2.5
158 | Faceplates | 1 |  | Faceplates / Backboxes (single/double) | Generic | 1–2 gang | 1 | E00000000158 | 2.5
159 | Faceplates | 1 |  | Faceplates / Backboxes (single/double) | Generic | 1–2 gang | 1 | E00000000159 | 2.5
160 | Faceplates | 1 |  | Faceplates / Backboxes (single/double) | Generic | 1–2 gang | 1 | E00000000160 | 2.5
161 | Faceplates | 1 |  | Faceplates / Backboxes (single/double) | Generic | 1–2 gang | 1 | E00000000161 | 2.5
162 | Faceplates | 1 |  | Faceplates / Backboxes (single/double) | Generic | 1–2 gang | 1 | E00000000162 | 2.5
163 | Faceplates | 1 |  | Faceplates / Backboxes (single/double) | Generic | 1–2 gang | 1 | E00000000163 | 2.5
164 | Faceplates | 1 |  | Faceplates / Backboxes (single/double) | Generic | 1–2 gang | 1 | E00000000164 | 2.5
165 | Faceplates | 1 |  | Faceplates / Backboxes (single/double) | Generic | 1–2 gang | 1 | E00000000165 | 2.5
166 | Faceplates | 1 |  | Faceplates / Backboxes (single/double) | Generic | 1–2 gang | 1 | E00000000166 | 2.5
167 | Faceplates | 1 |  | Faceplates / Backboxes (single/double) | Generic | 1–2 gang | 1 | E00000000167 | 2.5
168 | Faceplates | 1 |  | Faceplates / Backboxes (single/double) | Generic | 1–2 gang | 1 | E00000000168 | 2.5
169 | Faceplates | 1 |  | Faceplates / Backboxes (single/double) | Generic | 1–2 gang | 1 | E00000000169 | 2.5
170 | Faceplates | 1 |  | Faceplates / Backboxes (single/double) | Generic | 1–2 gang | 1 | E00000000170 | 2.5
171 | Faceplates | 1 |  | Faceplates / Backboxes (single/double) | Generic | 1–2 gang | 1 | E00000000171 | 2.5
172 | Faceplates | 1 |  | Faceplates / Backboxes (single/double) | Generic | 1–2 gang | 1 | E00000000172 | 2.5
173 | Faceplates | 1 |  | Faceplates / Backboxes (single/double) | Generic | 1–2 gang | 1 | E00000000173 | 2.5
174 | Faceplates | 1 |  | Faceplates / Backboxes (single/double) | Generic | 1–2 gang | 1 | E00000000174 | 2.5
175 | Faceplates | 1 |  | Faceplates / Backboxes (single/double) | Generic | 1–2 gang | 1 | E00000000175 | 2.5
176 | Faceplates | 1 |  | Faceplates / Backboxes (single/double) | Generic | 1–2 gang | 1 | E00000000176 | 2.5
177 | Faceplates | 1 |  | Faceplates / Backboxes (single/double) | Generic | 1–2 gang | 1 | E00000000177 | 2.5
178 | Faceplates | 1 |  | Faceplates / Backboxes (single/double) | Generic | 1–2 gang | 1 | E00000000178 | 2.5
179 | Faceplates | 1 |  | Faceplates / Backboxes (single/double) | Generic | 1–2 gang | 1 | E00000000179 | 2.5
180 | Faceplates | 1 |  | Faceplates / Backboxes (single/double) | Generic | 1–2 gang | 1 | E00000000180 | 2.5
181 | Faceplates | 1 |  | Faceplates / Backboxes (single/double) | Generic | 1–2 gang | 1 | E00000000181 | 2.5
182 | Faceplates | 1 |  | Faceplates / Backboxes (single/double) | Generic | 1–2 gang | 1 | E00000000182 | 2.5
183 | Faceplates | 1 |  | Faceplates / Backboxes (single/double) | Generic | 1–2 gang | 1 | E00000000183 | 2.5
184 | Faceplates | 1 |  | Faceplates / Backboxes (single/double) | Generic | 1–2 gang | 1 | E00000000184 | 2.5
185 | Faceplates | 1 |  | Faceplates / Backboxes (single/double) | Generic | 1–2 gang | 1 | E00000000185 | 2.5
186 | Faceplates | 1 |  | Faceplates / Backboxes (single/double) | Generic | 1–2 gang | 1 | E00000000186 | 2.5
187 | Faceplates | 1 |  | Faceplates / Backboxes (single/double) | Generic | 1–2 gang | 1 | E00000000187 | 2.5
188 | Faceplates | G |  | Faceplates / Backboxes (single/double) | Generic | 1–2 gang | 1 | E00000000188 | 2.5
189 | Faceplates | G |  | Faceplates / Backboxes (single/double) | Generic | 1–2 gang | 1 | E00000000189 | 2.5
190 | Faceplates | G |  | Faceplates / Backboxes (single/double) | Generic | 1–2 gang | 1 | E00000000190 | 2.5
191 | Faceplates | G |  | Faceplates / Backboxes (single/double) | Generic | 1–2 gang | 1 | E00000000191 | 2.5
192 | Faceplates | G |  | Faceplates / Backboxes (single/double) | Generic | 1–2 gang | 1 | E00000000192 | 2.5
193 | Faceplates | G |  | Faceplates / Backboxes (single/double) | Generic | 1–2 gang | 1 | E00000000193 | 2.5
194 | Faceplates | G |  | Faceplates / Backboxes (single/double) | Generic | 1–2 gang | 1 | E00000000194 | 2.5
195 | Faceplates | G |  | Faceplates / Backboxes (single/double) | Generic | 1–2 gang | 1 | E00000000195 | 2.5
196 | Faceplates | G |  | Faceplates / Backboxes (single/double) | Generic | 1–2 gang | 1 | E00000000196 | 2.5
197 | Faceplates | G |  | Faceplates / Backboxes (single/double) | Generic | 1–2 gang | 1 | E00000000197 | 2.5
198 | Faceplates | G |  | Faceplates / Backboxes (single/double) | Generic | 1–2 gang | 1 | E00000000198 | 2.5
199 | Faceplates | G |  | Faceplates / Backboxes (single/double) | Generic | 1–2 gang | 1 | E00000000199 | 2.5
200 | Faceplates | G |  | Faceplates / Backboxes (single/double) | Generic | 1–2 gang | 1 | E00000000200 | 2.5
201 | Faceplates | G |  | Faceplates / Backboxes (single/double) | Generic | 1–2 gang | 1 | E00000000201 | 2.5
202 | Faceplates | G |  | Faceplates / Backboxes (single/double) | Generic | 1–2 gang | 1 | E00000000202 | 2.5
203 | Faceplates | G |  | Faceplates / Backboxes (single/double) | Generic | 1–2 gang | 1 | E00000000203 | 2.5
204 | Faceplates | G |  | Faceplates / Backboxes (single/double) | Generic | 1–2 gang | 1 | E00000000204 | 2.5
205 | Faceplates | G |  | Faceplates / Backboxes (single/double) | Generic | 1–2 gang | 1 | E00000000205 | 2.5
206 | Faceplates | G |  | Faceplates / Backboxes (single/double) | Generic | 1–2 gang | 1 | E00000000206 | 2.5
207 | Faceplates | G |  | Faceplates / Backboxes (single/double) | Generic | 1–2 gang | 1 | E00000000207 | 2.5
208 | Faceplates | G |  | Faceplates / Backboxes (single/double) | Generic | 1–2 gang | 1 | E00000000208 | 2.5
209 | Faceplates | G |  | Faceplates / Backboxes (single/double) | Generic | 1–2 gang | 1 | E00000000209 | 2.5
210 | Faceplates | G |  | Faceplates / Backboxes (single/double) | Generic | 1–2 gang | 1 | E00000000210 | 2.5
211 | Faceplates | G |  | Faceplates / Backboxes (single/double) | Generic | 1–2 gang | 1 | E00000000211 | 2.5
212 | Faceplates | G |  | Faceplates / Backboxes (single/double) | Generic | 1–2 gang | 1 | E00000000212 | 2.5
213 | Faceplates | G |  | Faceplates / Backboxes (single/double) | Generic | 1–2 gang | 1 | E00000000213 | 2.5
214 | Faceplates | G |  | Faceplates / Backboxes (single/double) | Generic | 1–2 gang | 1 | E00000000214 | 2.5
215 | Faceplates | G |  | Faceplates / Backboxes (single/double) | Generic | 1–2 gang | 1 | E00000000215 | 2.5
216 | Faceplates | G |  | Faceplates / Backboxes (single/double) | Generic | 1–2 gang | 1 | E00000000216 | 2.5
217 | Faceplates | G |  | Faceplates / Backboxes (single/double) | Generic | 1–2 gang | 1 | E00000000217 | 2.5
218 | Faceplates | G |  | Faceplates / Backboxes (single/double) | Generic | 1–2 gang | 1 | E00000000218 | 2.5
219 | Bulk cable | 1 | 12 | Cat6A U/UTP Bulk Cable 305m box | Generic | 305m | 1 | E00000000219 | 155
220 | Bulk cable | 1 |  | Cat6A U/UTP Bulk Cable 305m box | Generic | 305m | 1 | E00000000220 | 155
221 | Bulk cable | 1 |  | Cat6A U/UTP Bulk Cable 305m box | Generic | 305m | 1 | E00000000221 | 155
222 | Bulk cable | 1 |  | Cat6A U/UTP Bulk Cable 305m box | Generic | 305m | 1 | E00000000222 | 155
223 | Bulk cable | 1 |  | Cat6A U/UTP Bulk Cable 305m box | Generic | 305m | 1 | E00000000223 | 155
224 | Bulk cable | 1 |  | Cat6A U/UTP Bulk Cable 305m box | Generic | 305m | 1 | E00000000224 | 155
225 | Bulk cable | 1 |  | Cat6A U/UTP Bulk Cable 305m box | Generic | 305m | 1 | E00000000225 | 155
226 | Bulk cable | 1 |  | Cat6A U/UTP Bulk Cable 305m box | Generic | 305m | 1 | E00000000226 | 155
227 | Bulk cable | 1 |  | Cat6A U/UTP Bulk Cable 305m box | Generic | 305m | 1 | E00000000227 | 155
228 | Bulk cable | G |  | Cat6A U/UTP Bulk Cable 305m box | Generic | 305m | 1 | E00000000228 | 155
229 | Bulk cable | G |  | Cat6A U/UTP Bulk Cable 305m box | Generic | 305m | 1 | E00000000229 | 155
230 | Bulk cable | G |  | Cat6A U/UTP Bulk Cable 305m box | Generic | 305m | 1 | E00000000230 | 155
231 | Cord 2m | 1 | 120 | Cat6 Patch Cords 2m (rack) | Generic | 2m | 1 | E00000000231 | 4
232 | Cord 2m | 1 |  | Cat6 Patch Cords 2m (rack) | Generic | 2m | 1 | E00000000232 | 4
233 | Cord 2m | 1 |  | Cat6 Patch Cords 2m (rack) | Generic | 2m | 1 | E00000000233 | 4
234 | Cord 2m | 1 |  | Cat6 Patch Cords 2m (rack) | Generic | 2m | 1 | E00000000234 | 4
235 | Cord 2m | 1 |  | Cat6 Patch Cords 2m (rack) | Generic | 2m | 1 | E00000000235 | 4
236 | Cord 2m | 1 |  | Cat6 Patch Cords 2m (rack) | Generic | 2m | 1 | E00000000236 | 4
237 | Cord 2m | 1 |  | Cat6 Patch Cords 2m (rack) | Generic | 2m | 1 | E00000000237 | 4
238 | Cord 2m | 1 |  | Cat6 Patch Cords 2m (rack) | Generic | 2m | 1 | E00000000238 | 4
239 | Cord 2m | 1 |  | Cat6 Patch Cords 2m (rack) | Generic | 2m | 1 | E00000000239 | 4
240 | Cord 2m | 1 |  | Cat6 Patch Cords 2m (rack) | Generic | 2m | 1 | E00000000240 | 4
241 | Cord 2m | 1 |  | Cat6 Patch Cords 2m (rack) | Generic | 2m | 1 | E00000000241 | 4
242 | Cord 2m | 1 |  | Cat6 Patch Cords 2m (rack) | Generic | 2m | 1 | E00000000242 | 4
243 | Cord 2m | 1 |  | Cat6 Patch Cords 2m (rack) | Generic | 2m | 1 | E00000000243 | 4
244 | Cord 2m | 1 |  | Cat6 Patch Cords 2m (rack) | Generic | 2m | 1 | E00000000244 | 4
245 | Cord 2m | 1 |  | Cat6 Patch Cords 2m (rack) | Generic | 2m | 1 | E00000000245 | 4
246 | Cord 2m | 1 |  | Cat6 Patch Cords 2m (rack) | Generic | 2m | 1 | E00000000246 | 4
247 | Cord 2m | 1 |  | Cat6 Patch Cords 2m (rack) | Generic | 2m | 1 | E00000000247 | 4
248 | Cord 2m | 1 |  | Cat6 Patch Cords 2m (rack) | Generic | 2m | 1 | E00000000248 | 4
249 | Cord 2m | 1 |  | Cat6 Patch Cords 2m (rack) | Generic | 2m | 1 | E00000000249 | 4
250 | Cord 2m | 1 |  | Cat6 Patch Cords 2m (rack) | Generic | 2m | 1 | E00000000250 | 4
251 | Cord 2m | 1 |  | Cat6 Patch Cords 2m (rack) | Generic | 2m | 1 | E00000000251 | 4
252 | Cord 2m | 1 |  | Cat6 Patch Cords 2m (rack) | Generic | 2m | 1 | E00000000252 | 4
253 | Cord 2m | 1 |  | Cat6 Patch Cords 2m (rack) | Generic | 2m | 1 | E00000000253 | 4
254 | Cord 2m | 1 |  | Cat6 Patch Cords 2m (rack) | Generic | 2m | 1 | E00000000254 | 4
255 | Cord 2m | 1 |  | Cat6 Patch Cords 2m (rack) | Generic | 2m | 1 | E00000000255 | 4
256 | Cord 2m | 1 |  | Cat6 Patch Cords 2m (rack) | Generic | 2m | 1 | E00000000256 | 4
257 | Cord 2m | 1 |  | Cat6 Patch Cords 2m (rack) | Generic | 2m | 1 | E00000000257 | 4
258 | Cord 2m | 1 |  | Cat6 Patch Cords 2m (rack) | Generic | 2m | 1 | E00000000258 | 4
259 | Cord 2m | 1 |  | Cat6 Patch Cords 2m (rack) | Generic | 2m | 1 | E00000000259 | 4
260 | Cord 2m | 1 |  | Cat6 Patch Cords 2m (rack) | Generic | 2m | 1 | E00000000260 | 4
261 | Cord 2m | 1 |  | Cat6 Patch Cords 2m (rack) | Generic | 2m | 1 | E00000000261 | 4
262 | Cord 2m | 1 |  | Cat6 Patch Cords 2m (rack) | Generic | 2m | 1 | E00000000262 | 4
263 | Cord 2m | 1 |  | Cat6 Patch Cords 2m (rack) | Generic | 2m | 1 | E00000000263 | 4
264 | Cord 2m | 1 |  | Cat6 Patch Cords 2m (rack) | Generic | 2m | 1 | E00000000264 | 4
265 | Cord 2m | 1 |  | Cat6 Patch Cords 2m (rack) | Generic | 2m | 1 | E00000000265 | 4
266 | Cord 2m | 1 |  | Cat6 Patch Cords 2m (rack) | Generic | 2m | 1 | E00000000266 | 4
267 | Cord 2m | 1 |  | Cat6 Patch Cords 2m (rack) | Generic | 2m | 1 | E00000000267 | 4
268 | Cord 2m | 1 |  | Cat6 Patch Cords 2m (rack) | Generic | 2m | 1 | E00000000268 | 4
269 | Cord 2m | 1 |  | Cat6 Patch Cords 2m (rack) | Generic | 2m | 1 | E00000000269 | 4
270 | Cord 2m | 1 |  | Cat6 Patch Cords 2m (rack) | Generic | 2m | 1 | E00000000270 | 4
271 | Cord 2m | 1 |  | Cat6 Patch Cords 2m (rack) | Generic | 2m | 1 | E00000000271 | 4
272 | Cord 2m | 1 |  | Cat6 Patch Cords 2m (rack) | Generic | 2m | 1 | E00000000272 | 4
273 | Cord 2m | 1 |  | Cat6 Patch Cords 2m (rack) | Generic | 2m | 1 | E00000000273 | 4
274 | Cord 2m | 1 |  | Cat6 Patch Cords 2m (rack) | Generic | 2m | 1 | E00000000274 | 4
275 | Cord 2m | 1 |  | Cat6 Patch Cords 2m (rack) | Generic | 2m | 1 | E00000000275 | 4
276 | Cord 2m | 1 |  | Cat6 Patch Cords 2m (rack) | Generic | 2m | 1 | E00000000276 | 4
277 | Cord 2m | 1 |  | Cat6 Patch Cords 2m (rack) | Generic | 2m | 1 | E00000000277 | 4
278 | Cord 2m | 1 |  | Cat6 Patch Cords 2m (rack) | Generic | 2m | 1 | E00000000278 | 4
279 | Cord 2m | 1 |  | Cat6 Patch Cords 2m (rack) | Generic | 2m | 1 | E00000000279 | 4
280 | Cord 2m | 1 |  | Cat6 Patch Cords 2m (rack) | Generic | 2m | 1 | E00000000280 | 4
281 | Cord 2m | 1 |  | Cat6 Patch Cords 2m (rack) | Generic | 2m | 1 | E00000000281 | 4
282 | Cord 2m | 1 |  | Cat6 Patch Cords 2m (rack) | Generic | 2m | 1 | E00000000282 | 4
283 | Cord 2m | 1 |  | Cat6 Patch Cords 2m (rack) | Generic | 2m | 1 | E00000000283 | 4
284 | Cord 2m | 1 |  | Cat6 Patch Cords 2m (rack) | Generic | 2m | 1 | E00000000284 | 4
285 | Cord 2m | 1 |  | Cat6 Patch Cords 2m (rack) | Generic | 2m | 1 | E00000000285 | 4
286 | Cord 2m | 1 |  | Cat6 Patch Cords 2m (rack) | Generic | 2m | 1 | E00000000286 | 4
287 | Cord 2m | 1 |  | Cat6 Patch Cords 2m (rack) | Generic | 2m | 1 | E00000000287 | 4
288 | Cord 2m | 1 |  | Cat6 Patch Cords 2m (rack) | Generic | 2m | 1 | E00000000288 | 4
289 | Cord 2m | 1 |  | Cat6 Patch Cords 2m (rack) | Generic | 2m | 1 | E00000000289 | 4
290 | Cord 2m | 1 |  | Cat6 Patch Cords 2m (rack) | Generic | 2m | 1 | E00000000290 | 4
291 | Cord 2m | 1 |  | Cat6 Patch Cords 2m (rack) | Generic | 2m | 1 | E00000000291 | 4
292 | Cord 2m | 1 |  | Cat6 Patch Cords 2m (rack) | Generic | 2m | 1 | E00000000292 | 4
293 | Cord 2m | 1 |  | Cat6 Patch Cords 2m (rack) | Generic | 2m | 1 | E00000000293 | 4
294 | Cord 2m | 1 |  | Cat6 Patch Cords 2m (rack) | Generic | 2m | 1 | E00000000294 | 4
295 | Cord 2m | 1 |  | Cat6 Patch Cords 2m (rack) | Generic | 2m | 1 | E00000000295 | 4
296 | Cord 2m | 1 |  | Cat6 Patch Cords 2m (rack) | Generic | 2m | 1 | E00000000296 | 4
297 | Cord 2m | 1 |  | Cat6 Patch Cords 2m (rack) | Generic | 2m | 1 | E00000000297 | 4
298 | Cord 2m | 1 |  | Cat6 Patch Cords 2m (rack) | Generic | 2m | 1 | E00000000298 | 4
299 | Cord 2m | 1 |  | Cat6 Patch Cords 2m (rack) | Generic | 2m | 1 | E00000000299 | 4
300 | Cord 2m | 1 |  | Cat6 Patch Cords 2m (rack) | Generic | 2m | 1 | E00000000300 | 4
301 | Cord 2m | 1 |  | Cat6 Patch Cords 2m (rack) | Generic | 2m | 1 | E00000000301 | 4
302 | Cord 2m | 1 |  | Cat6 Patch Cords 2m (rack) | Generic | 2m | 1 | E00000000302 | 4
303 | Cord 2m | 1 |  | Cat6 Patch Cords 2m (rack) | Generic | 2m | 1 | E00000000303 | 4
304 | Cord 2m | 1 |  | Cat6 Patch Cords 2m (rack) | Generic | 2m | 1 | E00000000304 | 4
305 | Cord 2m | 1 |  | Cat6 Patch Cords 2m (rack) | Generic | 2m | 1 | E00000000305 | 4
306 | Cord 2m | 1 |  | Cat6 Patch Cords 2m (rack) | Generic | 2m | 1 | E00000000306 | 4
307 | Cord 2m | 1 |  | Cat6 Patch Cords 2m (rack) | Generic | 2m | 1 | E00000000307 | 4
308 | Cord 2m | 1 |  | Cat6 Patch Cords 2m (rack) | Generic | 2m | 1 | E00000000308 | 4
309 | Cord 2m | 1 |  | Cat6 Patch Cords 2m (rack) | Generic | 2m | 1 | E00000000309 | 4
310 | Cord 2m | 1 |  | Cat6 Patch Cords 2m (rack) | Generic | 2m | 1 | E00000000310 | 4
311 | Cord 2m | 1 |  | Cat6 Patch Cords 2m (rack) | Generic | 2m | 1 | E00000000311 | 4
312 | Cord 2m | 1 |  | Cat6 Patch Cords 2m (rack) | Generic | 2m | 1 | E00000000312 | 4
313 | Cord 2m | 1 |  | Cat6 Patch Cords 2m (rack) | Generic | 2m | 1 | E00000000313 | 4
314 | Cord 2m | 1 |  | Cat6 Patch Cords 2m (rack) | Generic | 2m | 1 | E00000000314 | 4
315 | Cord 2m | 1 |  | Cat6 Patch Cords 2m (rack) | Generic | 2m | 1 | E00000000315 | 4
316 | Cord 2m | 1 |  | Cat6 Patch Cords 2m (rack) | Generic | 2m | 1 | E00000000316 | 4
317 | Cord 2m | 1 |  | Cat6 Patch Cords 2m (rack) | Generic | 2m | 1 | E00000000317 | 4
318 | Cord 2m | 1 |  | Cat6 Patch Cords 2m (rack) | Generic | 2m | 1 | E00000000318 | 4
319 | Cord 2m | 1 |  | Cat6 Patch Cords 2m (rack) | Generic | 2m | 1 | E00000000319 | 4
320 | Cord 2m | 1 |  | Cat6 Patch Cords 2m (rack) | Generic | 2m | 1 | E00000000320 | 4
321 | Cord 2m | 1 |  | Cat6 Patch Cords 2m (rack) | Generic | 2m | 1 | E00000000321 | 4
322 | Cord 2m | 1 |  | Cat6 Patch Cords 2m (rack) | Generic | 2m | 1 | E00000000322 | 4
323 | Cord 2m | 1 |  | Cat6 Patch Cords 2m (rack) | Generic | 2m | 1 | E00000000323 | 4
324 | Cord 2m | 1 |  | Cat6 Patch Cords 2m (rack) | Generic | 2m | 1 | E00000000324 | 4
325 | Cord 2m | G |  | Cat6 Patch Cords 2m (rack) | Generic | 2m | 1 | E00000000325 | 4
326 | Cord 2m | G |  | Cat6 Patch Cords 2m (rack) | Generic | 2m | 1 | E00000000326 | 4
327 | Cord 2m | G |  | Cat6 Patch Cords 2m (rack) | Generic | 2m | 1 | E00000000327 | 4
328 | Cord 2m | G |  | Cat6 Patch Cords 2m (rack) | Generic | 2m | 1 | E00000000328 | 4
329 | Cord 2m | G |  | Cat6 Patch Cords 2m (rack) | Generic | 2m | 1 | E00000000329 | 4
330 | Cord 2m | G |  | Cat6 Patch Cords 2m (rack) | Generic | 2m | 1 | E00000000330 | 4
331 | Cord 2m | G |  | Cat6 Patch Cords 2m (rack) | Generic | 2m | 1 | E00000000331 | 4
332 | Cord 2m | G |  | Cat6 Patch Cords 2m (rack) | Generic | 2m | 1 | E00000000332 | 4
333 | Cord 2m | G |  | Cat6 Patch Cords 2m (rack) | Generic | 2m | 1 | E00000000333 | 4
334 | Cord 2m | G |  | Cat6 Patch Cords 2m (rack) | Generic | 2m | 1 | E00000000334 | 4
335 | Cord 2m | G |  | Cat6 Patch Cords 2m (rack) | Generic | 2m | 1 | E00000000335 | 4
336 | Cord 2m | G |  | Cat6 Patch Cords 2m (rack) | Generic | 2m | 1 | E00000000336 | 4
337 | Cord 2m | G |  | Cat6 Patch Cords 2m (rack) | Generic | 2m | 1 | E00000000337 | 4
338 | Cord 2m | G |  | Cat6 Patch Cords 2m (rack) | Generic | 2m | 1 | E00000000338 | 4
339 | Cord 2m | G |  | Cat6 Patch Cords 2m (rack) | Generic | 2m | 1 | E00000000339 | 4
340 | Cord 2m | G |  | Cat6 Patch Cords 2m (rack) | Generic | 2m | 1 | E00000000340 | 4
341 | Cord 2m | G |  | Cat6 Patch Cords 2m (rack) | Generic | 2m | 1 | E00000000341 | 4
342 | Cord 2m | G |  | Cat6 Patch Cords 2m (rack) | Generic | 2m | 1 | E00000000342 | 4
343 | Cord 2m | G |  | Cat6 Patch Cords 2m (rack) | Generic | 2m | 1 | E00000000343 | 4
344 | Cord 2m | G |  | Cat6 Patch Cords 2m (rack) | Generic | 2m | 1 | E00000000344 | 4
345 | Cord 2m | G |  | Cat6 Patch Cords 2m (rack) | Generic | 2m | 1 | E00000000345 | 4
346 | Cord 2m | G |  | Cat6 Patch Cords 2m (rack) | Generic | 2m | 1 | E00000000346 | 4
347 | Cord 2m | G |  | Cat6 Patch Cords 2m (rack) | Generic | 2m | 1 | E00000000347 | 4
348 | Cord 2m | G |  | Cat6 Patch Cords 2m (rack) | Generic | 2m | 1 | E00000000348 | 4
349 | Cord 2m | G |  | Cat6 Patch Cords 2m (rack) | Generic | 2m | 1 | E00000000349 | 4
350 | Cord 2m | G |  | Cat6 Patch Cords 2m (rack) | Generic | 2m | 1 | E00000000350 | 4
351 | Cord 3m | 1 | 95 | Cat6 Patch Cords 3m (user) | Generic | 3m | 1 | E00000000351 | 5
352 | Cord 3m | 1 |  | Cat6 Patch Cords 3m (user) | Generic | 3m | 1 | E00000000352 | 5
353 | Cord 3m | 1 |  | Cat6 Patch Cords 3m (user) | Generic | 3m | 1 | E00000000353 | 5
354 | Cord 3m | 1 |  | Cat6 Patch Cords 3m (user) | Generic | 3m | 1 | E00000000354 | 5
355 | Cord 3m | 1 |  | Cat6 Patch Cords 3m (user) | Generic | 3m | 1 | E00000000355 | 5
356 | Cord 3m | 1 |  | Cat6 Patch Cords 3m (user) | Generic | 3m | 1 | E00000000356 | 5
357 | Cord 3m | 1 |  | Cat6 Patch Cords 3m (user) | Generic | 3m | 1 | E00000000357 | 5
358 | Cord 3m | 1 |  | Cat6 Patch Cords 3m (user) | Generic | 3m | 1 | E00000000358 | 5
359 | Cord 3m | 1 |  | Cat6 Patch Cords 3m (user) | Generic | 3m | 1 | E00000000359 | 5
360 | Cord 3m | 1 |  | Cat6 Patch Cords 3m (user) | Generic | 3m | 1 | E00000000360 | 5
361 | Cord 3m | 1 |  | Cat6 Patch Cords 3m (user) | Generic | 3m | 1 | E00000000361 | 5
362 | Cord 3m | 1 |  | Cat6 Patch Cords 3m (user) | Generic | 3m | 1 | E00000000362 | 5
363 | Cord 3m | 1 |  | Cat6 Patch Cords 3m (user) | Generic | 3m | 1 | E00000000363 | 5
364 | Cord 3m | 1 |  | Cat6 Patch Cords 3m (user) | Generic | 3m | 1 | E00000000364 | 5
365 | Cord 3m | 1 |  | Cat6 Patch Cords 3m (user) | Generic | 3m | 1 | E00000000365 | 5
366 | Cord 3m | 1 |  | Cat6 Patch Cords 3m (user) | Generic | 3m | 1 | E00000000366 | 5
367 | Cord 3m | 1 |  | Cat6 Patch Cords 3m (user) | Generic | 3m | 1 | E00000000367 | 5
368 | Cord 3m | 1 |  | Cat6 Patch Cords 3m (user) | Generic | 3m | 1 | E00000000368 | 5
369 | Cord 3m | 1 |  | Cat6 Patch Cords 3m (user) | Generic | 3m | 1 | E00000000369 | 5
370 | Cord 3m | 1 |  | Cat6 Patch Cords 3m (user) | Generic | 3m | 1 | E00000000370 | 5
371 | Cord 3m | 1 |  | Cat6 Patch Cords 3m (user) | Generic | 3m | 1 | E00000000371 | 5
372 | Cord 3m | 1 |  | Cat6 Patch Cords 3m (user) | Generic | 3m | 1 | E00000000372 | 5
373 | Cord 3m | 1 |  | Cat6 Patch Cords 3m (user) | Generic | 3m | 1 | E00000000373 | 5
374 | Cord 3m | 1 |  | Cat6 Patch Cords 3m (user) | Generic | 3m | 1 | E00000000374 | 5
375 | Cord 3m | 1 |  | Cat6 Patch Cords 3m (user) | Generic | 3m | 1 | E00000000375 | 5
376 | Cord 3m | 1 |  | Cat6 Patch Cords 3m (user) | Generic | 3m | 1 | E00000000376 | 5
377 | Cord 3m | 1 |  | Cat6 Patch Cords 3m (user) | Generic | 3m | 1 | E00000000377 | 5
378 | Cord 3m | 1 |  | Cat6 Patch Cords 3m (user) | Generic | 3m | 1 | E00000000378 | 5
379 | Cord 3m | 1 |  | Cat6 Patch Cords 3m (user) | Generic | 3m | 1 | E00000000379 | 5
380 | Cord 3m | 1 |  | Cat6 Patch Cords 3m (user) | Generic | 3m | 1 | E00000000380 | 5
381 | Cord 3m | 1 |  | Cat6 Patch Cords 3m (user) | Generic | 3m | 1 | E00000000381 | 5
382 | Cord 3m | 1 |  | Cat6 Patch Cords 3m (user) | Generic | 3m | 1 | E00000000382 | 5
383 | Cord 3m | 1 |  | Cat6 Patch Cords 3m (user) | Generic | 3m | 1 | E00000000383 | 5
384 | Cord 3m | 1 |  | Cat6 Patch Cords 3m (user) | Generic | 3m | 1 | E00000000384 | 5
385 | Cord 3m | 1 |  | Cat6 Patch Cords 3m (user) | Generic | 3m | 1 | E00000000385 | 5
386 | Cord 3m | 1 |  | Cat6 Patch Cords 3m (user) | Generic | 3m | 1 | E00000000386 | 5
387 | Cord 3m | 1 |  | Cat6 Patch Cords 3m (user) | Generic | 3m | 1 | E00000000387 | 5
388 | Cord 3m | 1 |  | Cat6 Patch Cords 3m (user) | Generic | 3m | 1 | E00000000388 | 5
389 | Cord 3m | 1 |  | Cat6 Patch Cords 3m (user) | Generic | 3m | 1 | E00000000389 | 5
390 | Cord 3m | 1 |  | Cat6 Patch Cords 3m (user) | Generic | 3m | 1 | E00000000390 | 5
391 | Cord 3m | 1 |  | Cat6 Patch Cords 3m (user) | Generic | 3m | 1 | E00000000391 | 5
392 | Cord 3m | 1 |  | Cat6 Patch Cords 3m (user) | Generic | 3m | 1 | E00000000392 | 5
393 | Cord 3m | 1 |  | Cat6 Patch Cords 3m (user) | Generic | 3m | 1 | E00000000393 | 5
394 | Cord 3m | 1 |  | Cat6 Patch Cords 3m (user) | Generic | 3m | 1 | E00000000394 | 5
395 | Cord 3m | 1 |  | Cat6 Patch Cords 3m (user) | Generic | 3m | 1 | E00000000395 | 5
396 | Cord 3m | 1 |  | Cat6 Patch Cords 3m (user) | Generic | 3m | 1 | E00000000396 | 5
397 | Cord 3m | 1 |  | Cat6 Patch Cords 3m (user) | Generic | 3m | 1 | E00000000397 | 5
398 | Cord 3m | 1 |  | Cat6 Patch Cords 3m (user) | Generic | 3m | 1 | E00000000398 | 5
399 | Cord 3m | 1 |  | Cat6 Patch Cords 3m (user) | Generic | 3m | 1 | E00000000399 | 5
400 | Cord 3m | 1 |  | Cat6 Patch Cords 3m (user) | Generic | 3m | 1 | E00000000400 | 5
401 | Cord 3m | 1 |  | Cat6 Patch Cords 3m (user) | Generic | 3m | 1 | E00000000401 | 5
402 | Cord 3m | 1 |  | Cat6 Patch Cords 3m (user) | Generic | 3m | 1 | E00000000402 | 5
403 | Cord 3m | 1 |  | Cat6 Patch Cords 3m (user) | Generic | 3m | 1 | E00000000403 | 5
404 | Cord 3m | 1 |  | Cat6 Patch Cords 3m (user) | Generic | 3m | 1 | E00000000404 | 5
405 | Cord 3m | 1 |  | Cat6 Patch Cords 3m (user) | Generic | 3m | 1 | E00000000405 | 5
406 | Cord 3m | 1 |  | Cat6 Patch Cords 3m (user) | Generic | 3m | 1 | E00000000406 | 5
407 | Cord 3m | 1 |  | Cat6 Patch Cords 3m (user) | Generic | 3m | 1 | E00000000407 | 5
408 | Cord 3m | 1 |  | Cat6 Patch Cords 3m (user) | Generic | 3m | 1 | E00000000408 | 5
409 | Cord 3m | 1 |  | Cat6 Patch Cords 3m (user) | Generic | 3m | 1 | E00000000409 | 5
410 | Cord 3m | 1 |  | Cat6 Patch Cords 3m (user) | Generic | 3m | 1 | E00000000410 | 5
411 | Cord 3m | 1 |  | Cat6 Patch Cords 3m (user) | Generic | 3m | 1 | E00000000411 | 5
412 | Cord 3m | 1 |  | Cat6 Patch Cords 3m (user) | Generic | 3m | 1 | E00000000412 | 5
413 | Cord 3m | 1 |  | Cat6 Patch Cords 3m (user) | Generic | 3m | 1 | E00000000413 | 5
414 | Cord 3m | 1 |  | Cat6 Patch Cords 3m (user) | Generic | 3m | 1 | E00000000414 | 5
415 | Cord 3m | 1 |  | Cat6 Patch Cords 3m (user) | Generic | 3m | 1 | E00000000415 | 5
416 | Cord 3m | 1 |  | Cat6 Patch Cords 3m (user) | Generic | 3m | 1 | E00000000416 | 5
417 | Cord 3m | 1 |  | Cat6 Patch Cords 3m (user) | Generic | 3m | 1 | E00000000417 | 5
418 | Cord 3m | 1 |  | Cat6 Patch Cords 3m (user) | Generic | 3m | 1 | E00000000418 | 5
419 | Cord 3m | 1 |  | Cat6 Patch Cords 3m (user) | Generic | 3m | 1 | E00000000419 | 5
420 | Cord 3m | 1 |  | Cat6 Patch Cords 3m (user) | Generic | 3m | 1 | E00000000420 | 5
421 | Cord 3m | 1 |  | Cat6 Patch Cords 3m (user) | Generic | 3m | 1 | E00000000421 | 5
422 | Cord 3m | 1 |  | Cat6 Patch Cords 3m (user) | Generic | 3m | 1 | E00000000422 | 5
423 | Cord 3m | 1 |  | Cat6 Patch Cords 3m (user) | Generic | 3m | 1 | E00000000423 | 5
424 | Cord 3m | 1 |  | Cat6 Patch Cords 3m (user) | Generic | 3m | 1 | E00000000424 | 5
425 | Cord 3m | 1 |  | Cat6 Patch Cords 3m (user) | Generic | 3m | 1 | E00000000425 | 5
426 | Cord 3m | 1 |  | Cat6 Patch Cords 3m (user) | Generic | 3m | 1 | E00000000426 | 5
427 | Cord 3m | 1 |  | Cat6 Patch Cords 3m (user) | Generic | 3m | 1 | E00000000427 | 5
428 | Cord 3m | 1 |  | Cat6 Patch Cords 3m (user) | Generic | 3m | 1 | E00000000428 | 5
429 | Cord 3m | 1 |  | Cat6 Patch Cords 3m (user) | Generic | 3m | 1 | E00000000429 | 5
430 | Cord 3m | 1 |  | Cat6 Patch Cords 3m (user) | Generic | 3m | 1 | E00000000430 | 5
431 | Cord 3m | 1 |  | Cat6 Patch Cords 3m (user) | Generic | 3m | 1 | E00000000431 | 5
432 | Cord 3m | 1 |  | Cat6 Patch Cords 3m (user) | Generic | 3m | 1 | E00000000432 | 5
433 | Cord 3m | 1 |  | Cat6 Patch Cords 3m (user) | Generic | 3m | 1 | E00000000433 | 5
434 | Cord 3m | 1 |  | Cat6 Patch Cords 3m (user) | Generic | 3m | 1 | E00000000434 | 5
435 | Cord 3m | 1 |  | Cat6 Patch Cords 3m (user) | Generic | 3m | 1 | E00000000435 | 5
436 | Cord 3m | 1 |  | Cat6 Patch Cords 3m (user) | Generic | 3m | 1 | E00000000436 | 5
437 | Cord 3m | 1 |  | Cat6 Patch Cords 3m (user) | Generic | 3m | 1 | E00000000437 | 5
438 | Cord 3m | 1 |  | Cat6 Patch Cords 3m (user) | Generic | 3m | 1 | E00000000438 | 5
439 | Cord 3m | 1 |  | Cat6 Patch Cords 3m (user) | Generic | 3m | 1 | E00000000439 | 5
440 | Cord 3m | 1 |  | Cat6 Patch Cords 3m (user) | Generic | 3m | 1 | E00000000440 | 5
441 | Cord 3m | 1 |  | Cat6 Patch Cords 3m (user) | Generic | 3m | 1 | E00000000441 | 5
442 | Cord 3m | 1 |  | Cat6 Patch Cords 3m (user) | Generic | 3m | 1 | E00000000442 | 5
443 | Cord 3m | 1 |  | Cat6 Patch Cords 3m (user) | Generic | 3m | 1 | E00000000443 | 5
444 | Cord 3m | 1 |  | Cat6 Patch Cords 3m (user) | Generic | 3m | 1 | E00000000444 | 5
445 | Cord 3m | 1 |  | Cat6 Patch Cords 3m (user) | Generic | 3m | 1 | E00000000445 | 5
446 | Cord 3m | 1 |  | Cat6 Patch Cords 3m (user) | Generic | 3m | 1 | E00000000446 | 5
447 | Cord 3m | 1 |  | Cat6 Patch Cords 3m (user) | Generic | 3m | 1 | E00000000447 | 5
448 | Cord 3m | 1 |  | Cat6 Patch Cords 3m (user) | Generic | 3m | 1 | E00000000448 | 5
449 | Cord 3m | 1 |  | Cat6 Patch Cords 3m (user) | Generic | 3m | 1 | E00000000449 | 5
450 | Cord 3m | 1 |  | Cat6 Patch Cords 3m (user) | Generic | 3m | 1 | E00000000450 | 5
451 | Cord 3m | 1 |  | Cat6 Patch Cords 3m (user) | Generic | 3m | 1 | E00000000451 | 5
452 | Cord 3m | 1 |  | Cat6 Patch Cords 3m (user) | Generic | 3m | 1 | E00000000452 | 5
453 | Cord 3m | 1 |  | Cat6 Patch Cords 3m (user) | Generic | 3m | 1 | E00000000453 | 5
454 | Cord 3m | 1 |  | Cat6 Patch Cords 3m (user) | Generic | 3m | 1 | E00000000454 | 5
455 | Cord 3m | G |  | Cat6 Patch Cords 3m (user) | Generic | 3m | 1 | E00000000455 | 5
456 | Cord 3m | G |  | Cat6 Patch Cords 3m (user) | Generic | 3m | 1 | E00000000456 | 5
457 | Cord 3m | G |  | Cat6 Patch Cords 3m (user) | Generic | 3m | 1 | E00000000457 | 5
458 | Cord 3m | G |  | Cat6 Patch Cords 3m (user) | Generic | 3m | 1 | E00000000458 | 5
459 | Cord 3m | G |  | Cat6 Patch Cords 3m (user) | Generic | 3m | 1 | E00000000459 | 5
460 | Cord 3m | G |  | Cat6 Patch Cords 3m (user) | Generic | 3m | 1 | E00000000460 | 5
461 | Cord 3m | G |  | Cat6 Patch Cords 3m (user) | Generic | 3m | 1 | E00000000461 | 5
462 | Cord 3m | G |  | Cat6 Patch Cords 3m (user) | Generic | 3m | 1 | E00000000462 | 5
463 | Cord 3m | G |  | Cat6 Patch Cords 3m (user) | Generic | 3m | 1 | E00000000463 | 5
464 | Cord 3m | G |  | Cat6 Patch Cords 3m (user) | Generic | 3m | 1 | E00000000464 | 5
465 | Cord 3m | G |  | Cat6 Patch Cords 3m (user) | Generic | 3m | 1 | E00000000465 | 5
466 | Cord 3m | G |  | Cat6 Patch Cords 3m (user) | Generic | 3m | 1 | E00000000466 | 5
467 | Cord 3m | G |  | Cat6 Patch Cords 3m (user) | Generic | 3m | 1 | E00000000467 | 5
468 | Cord 3m | G |  | Cat6 Patch Cords 3m (user) | Generic | 3m | 1 | E00000000468 | 5
469 | Cord 3m | G |  | Cat6 Patch Cords 3m (user) | Generic | 3m | 1 | E00000000469 | 5
470 | Cord 3m | G |  | Cat6 Patch Cords 3m (user) | Generic | 3m | 1 | E00000000470 | 5
471 | Cord 3m | G |  | Cat6 Patch Cords 3m (user) | Generic | 3m | 1 | E00000000471 | 5
472 | Cord 3m | G |  | Cat6 Patch Cords 3m (user) | Generic | 3m | 1 | E00000000472 | 5
473 | Cord 3m | G |  | Cat6 Patch Cords 3m (user) | Generic | 3m | 1 | E00000000473 | 5
474 | Cord 3m | G |  | Cat6 Patch Cords 3m (user) | Generic | 3m | 1 | E00000000474 | 5
475 | Cord 3m | G |  | Cat6 Patch Cords 3m (user) | Generic | 3m | 1 | E00000000475 | 5
476 | Racks/Power/Extenders | 1 | 3 | Racks/Power/Extenders (as specified) | Generic | 1GbE | 1 | E00000000476 | 90
477 | Racks/Power/Extenders | 1 |  | Racks/Power/Extenders (as specified) | Generic | 1GbE | 1 | E00000000477 | 90
478 | Racks/Power/Extenders | G |  | Racks/Power/Extenders (as specified) | Generic | 1GbE | 1 | E00000000478 | 90
479 | CCTV | G | 1 | CCTV Camera (PoE) – internal | Hikvision | 2MP/4MP PoE | 1 | E00000000479 | 120
480 | Fiber Backbone Cable | 1 | 120 | Fiber Backbone Cable OM4 12-core | Generic | 12-core | 1 | E00000000480 | 2.2
481 | Fiber Backbone Cable | 1 |  | Fiber Backbone Cable OM4 12-core | Generic | 12-core | 1 | E00000000481 | 2.2
482 | Fiber Backbone Cable | 1 |  | Fiber Backbone Cable OM4 12-core | Generic | 12-core | 1 | E00000000482 | 2.2
483 | Fiber Backbone Cable | 1 |  | Fiber Backbone Cable OM4 12-core | Generic | 12-core | 1 | E00000000483 | 2.2
484 | Fiber Backbone Cable | 1 |  | Fiber Backbone Cable OM4 12-core | Generic | 12-core | 1 | E00000000484 | 2.2
485 | Fiber Backbone Cable | 1 |  | Fiber Backbone Cable OM4 12-core | Generic | 12-core | 1 | E00000000485 | 2.2
486 | Fiber Backbone Cable | 1 |  | Fiber Backbone Cable OM4 12-core | Generic | 12-core | 1 | E00000000486 | 2.2
487 | Fiber Backbone Cable | 1 |  | Fiber Backbone Cable OM4 12-core | Generic | 12-core | 1 | E00000000487 | 2.2
488 | Fiber Backbone Cable | 1 |  | Fiber Backbone Cable OM4 12-core | Generic | 12-core | 1 | E00000000488 | 2.2
489 | Fiber Backbone Cable | 1 |  | Fiber Backbone Cable OM4 12-core | Generic | 12-core | 1 | E00000000489 | 2.2
490 | Fiber Backbone Cable | 1 |  | Fiber Backbone Cable OM4 12-core | Generic | 12-core | 1 | E00000000490 | 2.2
491 | Fiber Backbone Cable | 1 |  | Fiber Backbone Cable OM4 12-core | Generic | 12-core | 1 | E00000000491 | 2.2
492 | Fiber Backbone Cable | 1 |  | Fiber Backbone Cable OM4 12-core | Generic | 12-core | 1 | E00000000492 | 2.2
493 | Fiber Backbone Cable | 1 |  | Fiber Backbone Cable OM4 12-core | Generic | 12-core | 1 | E00000000493 | 2.2
494 | Fiber Backbone Cable | 1 |  | Fiber Backbone Cable OM4 12-core | Generic | 12-core | 1 | E00000000494 | 2.2
495 | Fiber Backbone Cable | 1 |  | Fiber Backbone Cable OM4 12-core | Generic | 12-core | 1 | E00000000495 | 2.2
496 | Fiber Backbone Cable | 1 |  | Fiber Backbone Cable OM4 12-core | Generic | 12-core | 1 | E00000000496 | 2.2
497 | Fiber Backbone Cable | 1 |  | Fiber Backbone Cable OM4 12-core | Generic | 12-core | 1 | E00000000497 | 2.2
498 | Fiber Backbone Cable | 1 |  | Fiber Backbone Cable OM4 12-core | Generic | 12-core | 1 | E00000000498 | 2.2
499 | Fiber Backbone Cable | 1 |  | Fiber Backbone Cable OM4 12-core | Generic | 12-core | 1 | E00000000499 | 2.2
500 | Fiber Backbone Cable | 1 |  | Fiber Backbone Cable OM4 12-core | Generic | 12-core | 1 | E00000000500 | 2.2
501 | Fiber Backbone Cable | 1 |  | Fiber Backbone Cable OM4 12-core | Generic | 12-core | 1 | E00000000501 | 2.2
502 | Fiber Backbone Cable | 1 |  | Fiber Backbone Cable OM4 12-core | Generic | 12-core | 1 | E00000000502 | 2.2
503 | Fiber Backbone Cable | 1 |  | Fiber Backbone Cable OM4 12-core | Generic | 12-core | 1 | E00000000503 | 2.2
504 | Fiber Backbone Cable | 1 |  | Fiber Backbone Cable OM4 12-core | Generic | 12-core | 1 | E00000000504 | 2.2
505 | Fiber Backbone Cable | 1 |  | Fiber Backbone Cable OM4 12-core | Generic | 12-core | 1 | E00000000505 | 2.2
506 | Fiber Backbone Cable | 1 |  | Fiber Backbone Cable OM4 12-core | Generic | 12-core | 1 | E00000000506 | 2.2
507 | Fiber Backbone Cable | 1 |  | Fiber Backbone Cable OM4 12-core | Generic | 12-core | 1 | E00000000507 | 2.2
508 | Fiber Backbone Cable | 1 |  | Fiber Backbone Cable OM4 12-core | Generic | 12-core | 1 | E00000000508 | 2.2
509 | Fiber Backbone Cable | 1 |  | Fiber Backbone Cable OM4 12-core | Generic | 12-core | 1 | E00000000509 | 2.2
510 | Fiber Backbone Cable | 1 |  | Fiber Backbone Cable OM4 12-core | Generic | 12-core | 1 | E00000000510 | 2.2
511 | Fiber Backbone Cable | 1 |  | Fiber Backbone Cable OM4 12-core | Generic | 12-core | 1 | E00000000511 | 2.2
512 | Fiber Backbone Cable | 1 |  | Fiber Backbone Cable OM4 12-core | Generic | 12-core | 1 | E00000000512 | 2.2
513 | Fiber Backbone Cable | 1 |  | Fiber Backbone Cable OM4 12-core | Generic | 12-core | 1 | E00000000513 | 2.2
514 | Fiber Backbone Cable | 1 |  | Fiber Backbone Cable OM4 12-core | Generic | 12-core | 1 | E00000000514 | 2.2
515 | Fiber Backbone Cable | 1 |  | Fiber Backbone Cable OM4 12-core | Generic | 12-core | 1 | E00000000515 | 2.2
516 | Fiber Backbone Cable | 1 |  | Fiber Backbone Cable OM4 12-core | Generic | 12-core | 1 | E00000000516 | 2.2
517 | Fiber Backbone Cable | 1 |  | Fiber Backbone Cable OM4 12-core | Generic | 12-core | 1 | E00000000517 | 2.2
518 | Fiber Backbone Cable | 1 |  | Fiber Backbone Cable OM4 12-core | Generic | 12-core | 1 | E00000000518 | 2.2
519 | Fiber Backbone Cable | 1 |  | Fiber Backbone Cable OM4 12-core | Generic | 12-core | 1 | E00000000519 | 2.2
520 | Fiber Backbone Cable | 1 |  | Fiber Backbone Cable OM4 12-core | Generic | 12-core | 1 | E00000000520 | 2.2
521 | Fiber Backbone Cable | 1 |  | Fiber Backbone Cable OM4 12-core | Generic | 12-core | 1 | E00000000521 | 2.2
522 | Fiber Backbone Cable | 1 |  | Fiber Backbone Cable OM4 12-core | Generic | 12-core | 1 | E00000000522 | 2.2
523 | Fiber Backbone Cable | 1 |  | Fiber Backbone Cable OM4 12-core | Generic | 12-core | 1 | E00000000523 | 2.2
524 | Fiber Backbone Cable | 1 |  | Fiber Backbone Cable OM4 12-core | Generic | 12-core | 1 | E00000000524 | 2.2
525 | Fiber Backbone Cable | 1 |  | Fiber Backbone Cable OM4 12-core | Generic | 12-core | 1 | E00000000525 | 2.2
526 | Fiber Backbone Cable | 1 |  | Fiber Backbone Cable OM4 12-core | Generic | 12-core | 1 | E00000000526 | 2.2
527 | Fiber Backbone Cable | 1 |  | Fiber Backbone Cable OM4 12-core | Generic | 12-core | 1 | E00000000527 | 2.2
528 | Fiber Backbone Cable | 1 |  | Fiber Backbone Cable OM4 12-core | Generic | 12-core | 1 | E00000000528 | 2.2
529 | Fiber Backbone Cable | 1 |  | Fiber Backbone Cable OM4 12-core | Generic | 12-core | 1 | E00000000529 | 2.2
530 | Fiber Backbone Cable | 1 |  | Fiber Backbone Cable OM4 12-core | Generic | 12-core | 1 | E00000000530 | 2.2
531 | Fiber Backbone Cable | 1 |  | Fiber Backbone Cable OM4 12-core | Generic | 12-core | 1 | E00000000531 | 2.2
532 | Fiber Backbone Cable | 1 |  | Fiber Backbone Cable OM4 12-core | Generic | 12-core | 1 | E00000000532 | 2.2
533 | Fiber Backbone Cable | 1 |  | Fiber Backbone Cable OM4 12-core | Generic | 12-core | 1 | E00000000533 | 2.2
534 | Fiber Backbone Cable | 1 |  | Fiber Backbone Cable OM4 12-core | Generic | 12-core | 1 | E00000000534 | 2.2
535 | Fiber Backbone Cable | 1 |  | Fiber Backbone Cable OM4 12-core | Generic | 12-core | 1 | E00000000535 | 2.2
536 | Fiber Backbone Cable | 1 |  | Fiber Backbone Cable OM4 12-core | Generic | 12-core | 1 | E00000000536 | 2.2
537 | Fiber Backbone Cable | 1 |  | Fiber Backbone Cable OM4 12-core | Generic | 12-core | 1 | E00000000537 | 2.2
538 | Fiber Backbone Cable | 1 |  | Fiber Backbone Cable OM4 12-core | Generic | 12-core | 1 | E00000000538 | 2.2
539 | Fiber Backbone Cable | 1 |  | Fiber Backbone Cable OM4 12-core | Generic | 12-core | 1 | E00000000539 | 2.2
540 | Fiber Backbone Cable | 1 |  | Fiber Backbone Cable OM4 12-core | Generic | 12-core | 1 | E00000000540 | 2.2
541 | Fiber Backbone Cable | 1 |  | Fiber Backbone Cable OM4 12-core | Generic | 12-core | 1 | E00000000541 | 2.2
542 | Fiber Backbone Cable | 1 |  | Fiber Backbone Cable OM4 12-core | Generic | 12-core | 1 | E00000000542 | 2.2
543 | Fiber Backbone Cable | 1 |  | Fiber Backbone Cable OM4 12-core | Generic | 12-core | 1 | E00000000543 | 2.2
544 | Fiber Backbone Cable | 1 |  | Fiber Backbone Cable OM4 12-core | Generic | 12-core | 1 | E00000000544 | 2.2
545 | Fiber Backbone Cable | 1 |  | Fiber Backbone Cable OM4 12-core | Generic | 12-core | 1 | E00000000545 | 2.2
546 | Fiber Backbone Cable | 1 |  | Fiber Backbone Cable OM4 12-core | Generic | 12-core | 1 | E00000000546 | 2.2
547 | Fiber Backbone Cable | 1 |  | Fiber Backbone Cable OM4 12-core | Generic | 12-core | 1 | E00000000547 | 2.2
548 | Fiber Backbone Cable | 1 |  | Fiber Backbone Cable OM4 12-core | Generic | 12-core | 1 | E00000000548 | 2.2
549 | Fiber Backbone Cable | 1 |  | Fiber Backbone Cable OM4 12-core | Generic | 12-core | 1 | E00000000549 | 2.2
550 | Fiber Backbone Cable | 1 |  | Fiber Backbone Cable OM4 12-core | Generic | 12-core | 1 | E00000000550 | 2.2
551 | Fiber Backbone Cable | 1 |  | Fiber Backbone Cable OM4 12-core | Generic | 12-core | 1 | E00000000551 | 2.2
552 | Fiber Backbone Cable | 1 |  | Fiber Backbone Cable OM4 12-core | Generic | 12-core | 1 | E00000000552 | 2.2
553 | Fiber Backbone Cable | 1 |  | Fiber Backbone Cable OM4 12-core | Generic | 12-core | 1 | E00000000553 | 2.2
554 | Fiber Backbone Cable | 1 |  | Fiber Backbone Cable OM4 12-core | Generic | 12-core | 1 | E00000000554 | 2.2
555 | Fiber Backbone Cable | 1 |  | Fiber Backbone Cable OM4 12-core | Generic | 12-core | 1 | E00000000555 | 2.2
556 | Fiber Backbone Cable | 1 |  | Fiber Backbone Cable OM4 12-core | Generic | 12-core | 1 | E00000000556 | 2.2
557 | Fiber Backbone Cable | 1 |  | Fiber Backbone Cable OM4 12-core | Generic | 12-core | 1 | E00000000557 | 2.2
558 | Fiber Backbone Cable | 1 |  | Fiber Backbone Cable OM4 12-core | Generic | 12-core | 1 | E00000000558 | 2.2
559 | Fiber Backbone Cable | 1 |  | Fiber Backbone Cable OM4 12-core | Generic | 12-core | 1 | E00000000559 | 2.2
560 | Fiber Backbone Cable | 1 |  | Fiber Backbone Cable OM4 12-core | Generic | 12-core | 1 | E00000000560 | 2.2
561 | Fiber Backbone Cable | 1 |  | Fiber Backbone Cable OM4 12-core | Generic | 12-core | 1 | E00000000561 | 2.2
562 | Fiber Backbone Cable | 1 |  | Fiber Backbone Cable OM4 12-core | Generic | 12-core | 1 | E00000000562 | 2.2
563 | Fiber Backbone Cable | 1 |  | Fiber Backbone Cable OM4 12-core | Generic | 12-core | 1 | E00000000563 | 2.2
564 | Fiber Backbone Cable | 1 |  | Fiber Backbone Cable OM4 12-core | Generic | 12-core | 1 | E00000000564 | 2.2
565 | Fiber Backbone Cable | 1 |  | Fiber Backbone Cable OM4 12-core | Generic | 12-core | 1 | E00000000565 | 2.2
566 | Fiber Backbone Cable | 1 |  | Fiber Backbone Cable OM4 12-core | Generic | 12-core | 1 | E00000000566 | 2.2
567 | Fiber Backbone Cable | 1 |  | Fiber Backbone Cable OM4 12-core | Generic | 12-core | 1 | E00000000567 | 2.2
568 | Fiber Backbone Cable | 1 |  | Fiber Backbone Cable OM4 12-core | Generic | 12-core | 1 | E00000000568 | 2.2
569 | Fiber Backbone Cable | 1 |  | Fiber Backbone Cable OM4 12-core | Generic | 12-core | 1 | E00000000569 | 2.2
570 | Fiber Backbone Cable | 1 |  | Fiber Backbone Cable OM4 12-core | Generic | 12-core | 1 | E00000000570 | 2.2
571 | Fiber Backbone Cable | 1 |  | Fiber Backbone Cable OM4 12-core | Generic | 12-core | 1 | E00000000571 | 2.2
572 | Fiber Backbone Cable | G |  | Fiber Backbone Cable OM4 12-core | Generic | 12-core | 1 | E00000000572 | 2.2
573 | Fiber Backbone Cable | G |  | Fiber Backbone Cable OM4 12-core | Generic | 12-core | 1 | E00000000573 | 2.2
574 | Fiber Backbone Cable | G |  | Fiber Backbone Cable OM4 12-core | Generic | 12-core | 1 | E00000000574 | 2.2
575 | Fiber Backbone Cable | G |  | Fiber Backbone Cable OM4 12-core | Generic | 12-core | 1 | E00000000575 | 2.2
576 | Fiber Backbone Cable | G |  | Fiber Backbone Cable OM4 12-core | Generic | 12-core | 1 | E00000000576 | 2.2
577 | Fiber Backbone Cable | G |  | Fiber Backbone Cable OM4 12-core | Generic | 12-core | 1 | E00000000577 | 2.2
578 | Fiber Backbone Cable | G |  | Fiber Backbone Cable OM4 12-core | Generic | 12-core | 1 | E00000000578 | 2.2
579 | Fiber Backbone Cable | G |  | Fiber Backbone Cable OM4 12-core | Generic | 12-core | 1 | E00000000579 | 2.2
580 | Fiber Backbone Cable | G |  | Fiber Backbone Cable OM4 12-core | Generic | 12-core | 1 | E00000000580 | 2.2
581 | Fiber Backbone Cable | G |  | Fiber Backbone Cable OM4 12-core | Generic | 12-core | 1 | E00000000581 | 2.2
582 | Fiber Backbone Cable | G |  | Fiber Backbone Cable OM4 12-core | Generic | 12-core | 1 | E00000000582 | 2.2
583 | Fiber Backbone Cable | G |  | Fiber Backbone Cable OM4 12-core | Generic | 12-core | 1 | E00000000583 | 2.2
584 | Fiber Backbone Cable | G |  | Fiber Backbone Cable OM4 12-core | Generic | 12-core | 1 | E00000000584 | 2.2
585 | Fiber Backbone Cable | G |  | Fiber Backbone Cable OM4 12-core | Generic | 12-core | 1 | E00000000585 | 2.2
586 | Fiber Backbone Cable | G |  | Fiber Backbone Cable OM4 12-core | Generic | 12-core | 1 | E00000000586 | 2.2
587 | Fiber Backbone Cable | G |  | Fiber Backbone Cable OM4 12-core | Generic | 12-core | 1 | E00000000587 | 2.2
588 | Fiber Backbone Cable | G |  | Fiber Backbone Cable OM4 12-core | Generic | 12-core | 1 | E00000000588 | 2.2
589 | Fiber Backbone Cable | G |  | Fiber Backbone Cable OM4 12-core | Generic | 12-core | 1 | E00000000589 | 2.2
590 | Fiber Backbone Cable | G |  | Fiber Backbone Cable OM4 12-core | Generic | 12-core | 1 | E00000000590 | 2.2
591 | Fiber Backbone Cable | G |  | Fiber Backbone Cable OM4 12-core | Generic | 12-core | 1 | E00000000591 | 2.2
592 | Fiber Backbone Cable | G |  | Fiber Backbone Cable OM4 12-core | Generic | 12-core | 1 | E00000000592 | 2.2
593 | Fiber Backbone Cable | G |  | Fiber Backbone Cable OM4 12-core | Generic | 12-core | 1 | E00000000593 | 2.2
594 | Fiber Backbone Cable | G |  | Fiber Backbone Cable OM4 12-core | Generic | 12-core | 1 | E00000000594 | 2.2
595 | Fiber Backbone Cable | G |  | Fiber Backbone Cable OM4 12-core | Generic | 12-core | 1 | E00000000595 | 2.2
596 | Fiber Backbone Cable | G |  | Fiber Backbone Cable OM4 12-core | Generic | 12-core | 1 | E00000000596 | 2.2
597 | Fiber Backbone Cable | G |  | Fiber Backbone Cable OM4 12-core | Generic | 12-core | 1 | E00000000597 | 2.2
598 | Fiber Backbone Cable | G |  | Fiber Backbone Cable OM4 12-core | Generic | 12-core | 1 | E00000000598 | 2.2
599 | Fiber Backbone Cable | G |  | Fiber Backbone Cable OM4 12-core | Generic | 12-core | 1 | E00000000599 | 2.2
600 | Fiber Patch Panel | 1 | 2 | Fiber Patch Panel / Enclosure (LC) | Generic | 24 LC | 1 | E00000000600 | 120
601 | Fiber Patch Panel | G |  | Fiber Patch Panel / Enclosure (LC) | Generic | 24 LC | 1 | E00000000601 | 120
602 | LC Duplex Pigtails | 1 | 24 | LC Duplex Pigtails | Generic | LC | 1 | E00000000602 | 4.5
603 | LC Duplex Pigtails | 1 |  | LC Duplex Pigtails | Generic | LC | 1 | E00000000603 | 4.5
604 | LC Duplex Pigtails | 1 |  | LC Duplex Pigtails | Generic | LC | 1 | E00000000604 | 4.5
605 | LC Duplex Pigtails | 1 |  | LC Duplex Pigtails | Generic | LC | 1 | E00000000605 | 4.5
606 | LC Duplex Pigtails | 1 |  | LC Duplex Pigtails | Generic | LC | 1 | E00000000606 | 4.5
607 | LC Duplex Pigtails | 1 |  | LC Duplex Pigtails | Generic | LC | 1 | E00000000607 | 4.5
608 | LC Duplex Pigtails | 1 |  | LC Duplex Pigtails | Generic | LC | 1 | E00000000608 | 4.5
609 | LC Duplex Pigtails | 1 |  | LC Duplex Pigtails | Generic | LC | 1 | E00000000609 | 4.5
610 | LC Duplex Pigtails | 1 |  | LC Duplex Pigtails | Generic | LC | 1 | E00000000610 | 4.5
611 | LC Duplex Pigtails | 1 |  | LC Duplex Pigtails | Generic | LC | 1 | E00000000611 | 4.5
612 | LC Duplex Pigtails | 1 |  | LC Duplex Pigtails | Generic | LC | 1 | E00000000612 | 4.5
613 | LC Duplex Pigtails | 1 |  | LC Duplex Pigtails | Generic | LC | 1 | E00000000613 | 4.5
614 | LC Duplex Pigtails | 1 |  | LC Duplex Pigtails | Generic | LC | 1 | E00000000614 | 4.5
615 | LC Duplex Pigtails | 1 |  | LC Duplex Pigtails | Generic | LC | 1 | E00000000615 | 4.5
616 | LC Duplex Pigtails | 1 |  | LC Duplex Pigtails | Generic | LC | 1 | E00000000616 | 4.5
617 | LC Duplex Pigtails | 1 |  | LC Duplex Pigtails | Generic | LC | 1 | E00000000617 | 4.5
618 | LC Duplex Pigtails | G |  | LC Duplex Pigtails | Generic | LC | 1 | E00000000618 | 4.5
619 | LC Duplex Pigtails | G |  | LC Duplex Pigtails | Generic | LC | 1 | E00000000619 | 4.5
620 | LC Duplex Pigtails | G |  | LC Duplex Pigtails | Generic | LC | 1 | E00000000620 | 4.5
621 | LC Duplex Pigtails | G |  | LC Duplex Pigtails | Generic | LC | 1 | E00000000621 | 4.5
622 | LC Duplex Pigtails | G |  | LC Duplex Pigtails | Generic | LC | 1 | E00000000622 | 4.5
623 | LC Duplex Pigtails | G |  | LC Duplex Pigtails | Generic | LC | 1 | E00000000623 | 4.5
624 | LC Duplex Pigtails | G |  | LC Duplex Pigtails | Generic | LC | 1 | E00000000624 | 4.5
625 | LC Duplex Pigtails | G |  | LC Duplex Pigtails | Generic | LC | 1 | E00000000625 | 4.5
626 | LC-LC 2m | G | 6 | LC-LC Duplex Patch Leads 2m | Generic | LC-LC 2m | 1 | E00000000626 | 6
627 | LC-LC 2m | G |  | LC-LC Duplex Patch Leads 2m | Generic | LC-LC 2m | 1 | E00000000627 | 6
628 | LC-LC 2m | G |  | LC-LC Duplex Patch Leads 2m | Generic | LC-LC 2m | 1 | E00000000628 | 6
629 | LC-LC 2m | G |  | LC-LC Duplex Patch Leads 2m | Generic | LC-LC 2m | 1 | E00000000629 | 6
630 | LC-LC 2m | G |  | LC-LC Duplex Patch Leads 2m | Generic | LC-LC 2m | 1 | E00000000630 | 6
631 | LC-LC 2m | G |  | LC-LC Duplex Patch Leads 2m | Generic | LC-LC 2m | 1 | E00000000631 | 6
632 | POS-6000 | G | 4 | POS-6000 4G Version 1GB+8GB 58mm PDA Handheld 5.5 inch QR Code Android Smart | Haweel-04 | POS-6000 | 1 | E00000000632 | 159
633 | POS-6000 | G |  | POS-6000 4G Version 1GB+8GB 58mm PDA Handheld 5.5 inch QR Code Android Smart | Haweel-04 | POS-6000 | 1 | E00000000633 | 159
634 | POS-6000 | G |  | POS-6000 4G Version 1GB+8GB 58mm PDA Handheld 5.5 inch QR Code Android Smart | Haweel-04 | POS-6000 | 1 | E00000000634 | 159
635 | POS-6000 | G |  | POS-6000 4G Version 1GB+8GB 58mm PDA Handheld 5.5 inch QR Code Android Smart | Haweel-04 | POS-6000 | 1 | E00000000635 | 159

## Supermarket
Item | Location | Category | Quantity | Description | Manufacturer | Quantity | Serial Number 1 | Uinit price | Supplier URL
636 | Supermarket | Comms Rack | 1 | IDF cabinet (wall/rack) incl. accessories | TBD | 1 | E00000000636 | 450 | https://www.elara.ie
637 | Supermarket | Power | 1 | UPS 1000–1500VA for IDF | APC | 1 | E00000000637 | 784.07 | https://www.microaid.ie/product/31394/apc_smart_ups_smt1500ic | Category | QUANTITY | Net Price total | VAT | Total cost
638 | Supermarket | Network | 1 | Access switch (24–48 port, PoE+) | Cisco | 1 | E00000000638 | 2529.75 | https://www.elara.ie/productdetail.aspx?mancode=C9200L-48P-4G-E&manufacturer=CISCO | CCTV | 16 | 2800 | 23% | 644
639 | Supermarket | Network | 2 | Patch panel Cat6A 24-port | Cisco | 1 | E00000000639 | 85 | https://www.cablemonkey.ie | Comms Rack | 1 | 450 | 23% | 103.5
640 | Supermarket | Network |  | Patch panel Cat6A 24-port | Cisco | 1 | E00000000640 | 85 |  | Network | 3 | 2699.75 | 23% | 620.9425
641 | Supermarket | Wi‑Fi | 4 | Wi‑Fi access point(s) | TBD | 1 | E00000000641 | 199 | https://itbits.ie/product/ubiquiti-u6-lr-unifi-6-long-range-wi-fi-6-wireless-access-point | POS | 4 | 540 | 23% | 124.2
642 | Supermarket | Wi‑Fi |  | Wi‑Fi access point(s) | TBD | 1 | E00000000642 | 199 |  | Power | 1 | 784.07 | 23% | 180.3361
643 | Supermarket | Wi‑Fi |  | Wi‑Fi access point(s) | TBD | 1 | E00000000643 | 199 |  | Wi‑Fi | 4 | 796 | 23% | 183.08
644 | Supermarket | Wi‑Fi |  | Wi‑Fi access point(s) | TBD | 1 | E00000000644 | 199 |  | Grand Total | 29 | 8069.82 | 23% | 1856.0586
645 | Supermarket | CCTV | 5 | IP cameras (store coverage) | TBD | 1 | E00000000645 | 175 | https://www.freetv.ie/cctv/ip/cameras/
646 | Supermarket | CCTV |  | IP cameras (store coverage) | TBD | 1 | E00000000646 | 175
647 | Supermarket | CCTV |  | IP cameras (store coverage) | TBD | 1 | E00000000647 | 175
648 | Supermarket | CCTV |  | IP cameras (store coverage) | TBD | 1 | E00000000648 | 175
649 | Supermarket | CCTV |  | IP cameras (store coverage) | TBD | 1 | E00000000649 | 175
650 | Supermarket | CCTV |  | IP cameras (store coverage) | TBD | 1 | E00000000650 | 175
651 | Supermarket | CCTV |  | IP cameras (store coverage) | TBD | 1 | E00000000651 | 175
652 | Supermarket | CCTV |  | IP cameras (store coverage) | TBD | 1 | E00000000652 | 175
653 | Supermarket | CCTV |  | IP cameras (store coverage) | TBD | 1 | E00000000653 | 175
654 | Supermarket | CCTV |  | IP cameras (store coverage) | TBD | 1 | E00000000654 | 175
655 | Supermarket | CCTV |  | IP cameras (store coverage) | TBD | 1 | E00000000655 | 175
656 | Supermarket | CCTV |  | IP cameras (store coverage) | TBD | 1 | E00000000656 | 175
657 | Supermarket | CCTV |  | IP cameras (store coverage) | TBD | 1 | E00000000657 | 175
658 | Supermarket | CCTV |  | IP cameras (store coverage) | TBD | 1 | E00000000658 | 175
659 | Supermarket | CCTV |  | IP cameras (store coverage) | TBD | 1 | E00000000659 | 175
660 | Supermarket | CCTV |  | IP cameras (store coverage) | TBD | 1 | E00000000660 | 175
661 | Supermarket | POS | 4 | POS network drops (tills, back office) — see Cable Schedule | Sumup | 1 | E00000000661 | 135 | https://www.bing.com/search?q=buy%20pos&qs=n&form=QBRE&sp=-1&ghc=1&lq=0&pq=buy%20pos&sc=12-7&sk=&cvid=21DD6567A41448B4A85664D2C771590F
662 | Supermarket | POS |  | POS network drops (tills, back office) — see Cable Schedule | Sumup | 1 | E00000000662 | 135
663 | Supermarket | POS |  | POS network drops (tills, back office) — see Cable Schedule | Sumup | 1 | E00000000663 | 135
664 | Supermarket | POS |  | POS network drops (tills, back office) — see Cable Schedule | Sumup | 1 | E00000000664 | 135

## Test & Service
Item | Location | Category | Quantity | Description | Manufacturer | Quantity | Serial Number 1 | Uinit price | Supplier URL
665 | Test Service | Comms Rack | 1 | 19" cabinet (12U–24U) incl. fan tray, shelves, fixings | TBD | 1 | E00000000665 | 869 | https://www.elara.ie
666 | Test Service | Power | 1 | UPS 1500–3000VA (rack/tower) | APC | 1 | E00000000666 | 784.07 | https://www.microaid.ie/product/31394/apc_smart_ups_smt1500ic
667 | Test Service | Power | 1 | Rack PDU 8–12 way | Weidmüller | 1 | E00000000667 | 129 | https://ie.rs-online.com | Category | QUANTITY | Net Price total | VAT | Total cost
668 | Test Service | Network | 1 | Firewall / Router (site edge) | Cisco | 1 | E00000000668 | 938.74 | https://directnine.ie/products/fortinet-fortigate-60f-10-gbps-firewall-throughput-700-mbps-threat-protection | CCTV | 9 | 1646.15 | 23% | 378.6145
669 | Test Service | Network | 1 | Core switch (24–48 port, PoE+ if required) | Cisco | 1 | E00000000669 | 2529.75 | https://www.elara.ie/productdetail.aspx?mancode=C9200L-48P-4G-E&manufacturer=CISCO | Comms Rack | 1 | 869 | 23% | 199.87
670 | Test Service | Network | 2 | Patch panel Cat6A 24-port | Elite Patch Panel | 1 | E00000000670 | 30.81 | https://www.cablemonkey.ie | Fiber | 2 | 235.5 | 23% | 54.165
671 | Test Service | Fiber | 1 | Fibre patch panel (LC), 24 ports | RS PRO | 1 | E00000000672 | 157.5 | RS PRO 24 Port LC, Duplex Fibre Optic Patch Panel With 24 Ports Populated, 1 U 44 mm ¦ RS | Internet | 1 | 137 | 23% | 31.51
672 | Test Service | Fiber | 1 | SFP/SFP+ transceivers (as required for uplinks) | Startech | 1 | E00000000673 | 78 | https://www.elara.ie | Network | 3 | 3499.3 | 23% | 804.839
673 | Test Service | Internet | 1 | ISP Modem / ONT (provider supplied) | D-Link | 1 | E00000000674 | 137 | 81 for 'ISP Modem / ONT' ¦ RS | Power | 2 | 913.07 | 23% | 210.0061
674 | Test Service | Wi‑Fi | 3 | Indoor Wi‑Fi access point | TBD | 1 | E00000000675 | 199 | https://itbits.ie/product/ubiquiti-u6-lr-unifi-6-long-range-wi-fi-6-wireless-access-point | Wi‑Fi | 3 | 597 | 23% | 137.31
675 | Test Service | Wi‑Fi |  | Indoor Wi‑Fi access point | TBD | 1 | E00000000676 | 199 |  | Grand Total | 21 | 7897.02 | 23% | 1816.3146
676 | Test Service | Wi‑Fi |  | Indoor Wi‑Fi access point | TBD | 1 | E00000000677 | 199 |  | Grand Total | 42 | 15794.04 | 23% | 3632.6292
677 | Test Service | CCTV | 8 | IP camera (indoor/outdoor mix as required) | TBD | 1 | E00000000678 | 175 | https://www.freetv.ie/cctv/ip/cameras/
678 | Test Service | CCTV |  | IP camera (indoor/outdoor mix as required) | TBD | 1 | E00000000679 | 175
679 | Test Service | CCTV |  | IP camera (indoor/outdoor mix as required) | TBD | 1 | E00000000680 | 175
680 | Test Service | CCTV |  | IP camera (indoor/outdoor mix as required) | TBD | 1 | E00000000681 | 175
681 | Test Service | CCTV |  | IP camera (indoor/outdoor mix as required) | TBD | 1 | E00000000682 | 175
682 | Test Service | CCTV |  | IP camera (indoor/outdoor mix as required) | TBD | 1 | E00000000683 | 175
683 | Test Service | CCTV |  | IP camera (indoor/outdoor mix as required) | TBD | 1 | E00000000684 | 175
684 | Test Service | CCTV |  | IP camera (indoor/outdoor mix as required) | TBD | 1 | E00000000685 | 175
685 | Test Service | CCTV | 1 | NVR / VMS appliance + HDDs | TBD | 1 | E00000000686 | 246.15 | https://www.satworld.ie/cctv/

## Slow Charge
Item | Location | Category | Quantity | Description | Manufacturer | Quantity | Serial Number 1 | Uinit price | Supplier URL
686 | Slow Charge | EV Charging | 25 | AC slow charger (wall/pedestal) | Bechtle | 1 | E00000000687 | 850 | https://www.bechtle.com/ie
687 | Slow Charge | EV Charging |  | AC slow charger (wall/pedestal) | Bechtle | 1 | E00000000688 | 850
688 | Slow Charge | EV Charging |  | AC slow charger (wall/pedestal) | Bechtle | 1 | E00000000689 | 850
689 | Slow Charge | EV Charging |  | AC slow charger (wall/pedestal) | Bechtle | 1 | E00000000690 | 850
690 | Slow Charge | EV Charging |  | AC slow charger (wall/pedestal) | Bechtle | 1 | E00000000691 | 850
691 | Slow Charge | EV Charging |  | AC slow charger (wall/pedestal) | Bechtle | 1 | E00000000692 | 850 |  | Category | QUANTITY | Net Price total | VAT | Total cost
692 | Slow Charge | EV Charging |  | AC slow charger (wall/pedestal) | Bechtle | 1 | E00000000693 | 850 |  | EV Charging | 25 | 21250 | 23% | 4887.5
693 | Slow Charge | EV Charging |  | AC slow charger (wall/pedestal) | Bechtle | 1 | E00000000694 | 850 |  | Network | 2 | 2979.75 | 23% | 685.3425
694 | Slow Charge | EV Charging |  | AC slow charger (wall/pedestal) | Bechtle | 1 | E00000000695 | 850 |  | Power | 1 | 129 | 23% | 29.67
695 | Slow Charge | EV Charging |  | AC slow charger (wall/pedestal) | Bechtle | 1 | E00000000696 | 850 |  | Power Distribution | 1 | 1800 | 23% | 414
696 | Slow Charge | EV Charging |  | AC slow charger (wall/pedestal) | Bechtle | 1 | E00000000697 | 850 |  | Protection | 25 | 875 | 23% | 201.25
697 | Slow Charge | EV Charging |  | AC slow charger (wall/pedestal) | Bechtle | 1 | E00000000698 | 850 |  | Safety | 2 | 428 | 23% | 98.44
698 | Slow Charge | EV Charging |  | AC slow charger (wall/pedestal) | Bechtle | 1 | E00000000699 | 850 |  | Grand Total | 56 | 27461.75 | 23% | 6316.2025
699 | Slow Charge | EV Charging |  | AC slow charger (wall/pedestal) | Bechtle | 1 | E00000000700 | 850
700 | Slow Charge | EV Charging |  | AC slow charger (wall/pedestal) | Bechtle | 1 | E00000000701 | 850
701 | Slow Charge | EV Charging |  | AC slow charger (wall/pedestal) | Bechtle | 1 | E00000000702 | 850
702 | Slow Charge | EV Charging |  | AC slow charger (wall/pedestal) | Bechtle | 1 | E00000000703 | 850
703 | Slow Charge | EV Charging |  | AC slow charger (wall/pedestal) | Bechtle | 1 | E00000000704 | 850
704 | Slow Charge | EV Charging |  | AC slow charger (wall/pedestal) | Bechtle | 1 | E00000000705 | 850
705 | Slow Charge | EV Charging |  | AC slow charger (wall/pedestal) | Bechtle | 1 | E00000000706 | 850
706 | Slow Charge | EV Charging |  | AC slow charger (wall/pedestal) | Bechtle | 1 | E00000000707 | 850
707 | Slow Charge | EV Charging |  | AC slow charger (wall/pedestal) | Bechtle | 1 | E00000000708 | 850
708 | Slow Charge | EV Charging |  | AC slow charger (wall/pedestal) | Bechtle | 1 | E00000000709 | 850
709 | Slow Charge | EV Charging |  | AC slow charger (wall/pedestal) | Bechtle | 1 | E00000000710 | 850
710 | Slow Charge | EV Charging |  | AC slow charger (wall/pedestal) | Bechtle | 1 | E00000000711 | 850
711 | Slow Charge | Power Distribution | 1 | Local LV distribution panel / feeder pillar for 25 AC chargers | Wesco | 1 | E00000000712 | 1800 | https://www.wesco.ie
712 | Slow Charge | Protection | 25 | RCBO/MCB per AC charger circuit | ABB | 1 | E00000000713 | 35 | https://www.wesco.ie
713 | Slow Charge | Protection |  | RCBO/MCB per AC charger circuit | ABB | 1 | E00000000714 | 35
714 | Slow Charge | Protection |  | RCBO/MCB per AC charger circuit | ABB | 1 | E00000000715 | 35
715 | Slow Charge | Protection |  | RCBO/MCB per AC charger circuit | ABB | 1 | E00000000716 | 35
716 | Slow Charge | Protection |  | RCBO/MCB per AC charger circuit | ABB | 1 | E00000000717 | 35
717 | Slow Charge | Protection |  | RCBO/MCB per AC charger circuit | ABB | 1 | E00000000718 | 35
718 | Slow Charge | Protection |  | RCBO/MCB per AC charger circuit | ABB | 1 | E00000000719 | 35
719 | Slow Charge | Protection |  | RCBO/MCB per AC charger circuit | ABB | 1 | E00000000720 | 35
720 | Slow Charge | Protection |  | RCBO/MCB per AC charger circuit | ABB | 1 | E00000000721 | 35
721 | Slow Charge | Protection |  | RCBO/MCB per AC charger circuit | ABB | 1 | E00000000722 | 35
722 | Slow Charge | Protection |  | RCBO/MCB per AC charger circuit | ABB | 1 | E00000000723 | 35
723 | Slow Charge | Protection |  | RCBO/MCB per AC charger circuit | ABB | 1 | E00000000724 | 35
724 | Slow Charge | Protection |  | RCBO/MCB per AC charger circuit | ABB | 1 | E00000000725 | 35
725 | Slow Charge | Protection |  | RCBO/MCB per AC charger circuit | ABB | 1 | E00000000726 | 35
726 | Slow Charge | Protection |  | RCBO/MCB per AC charger circuit | ABB | 1 | E00000000727 | 35
727 | Slow Charge | Protection |  | RCBO/MCB per AC charger circuit | ABB | 1 | E00000000728 | 35
728 | Slow Charge | Protection |  | RCBO/MCB per AC charger circuit | ABB | 1 | E00000000729 | 35
729 | Slow Charge | Protection |  | RCBO/MCB per AC charger circuit | ABB | 1 | E00000000730 | 35
730 | Slow Charge | Protection |  | RCBO/MCB per AC charger circuit | ABB | 1 | E00000000731 | 35
731 | Slow Charge | Protection |  | RCBO/MCB per AC charger circuit | ABB | 1 | E00000000732 | 35
732 | Slow Charge | Protection |  | RCBO/MCB per AC charger circuit | ABB | 1 | E00000000733 | 35
733 | Slow Charge | Protection |  | RCBO/MCB per AC charger circuit | ABB | 1 | E00000000734 | 35
734 | Slow Charge | Protection |  | RCBO/MCB per AC charger circuit | ABB | 1 | E00000000735 | 35
735 | Slow Charge | Protection |  | RCBO/MCB per AC charger circuit | ABB | 1 | E00000000736 | 35
736 | Slow Charge | Protection |  | RCBO/MCB per AC charger circuit | ABB | 1 | E00000000737 | 35
737 | Slow Charge | Power | 1 | SPD for charger distribution panel (Type 2) | TBD | 1 | E00000000738 | 129 | https://ie.rs-online.com
738 | Slow Charge | Network | 1 | Outdoor comms cabinet (IP-rated) incl. DIN rail, ventilation | Cisco | 1 | E00000000739 | 450 | https://www.wesco.ie
739 | Slow Charge | Network | 1 | Access switch (48 port, non-PoE or PoE as needed) | Cisco | 1 | E00000000740 | 2529.75 | https://www.elara.ie/productdetail.aspx?mancode=C9200L-48P-4G-E&manufacturer=CISCO
740 | Slow Charge | Safety | 2 | Emergency stop station(s) for slow charge zone (if required) | Bartec | 1 | E00000000741 | 214 | https://ie.rs-online.com
741 | Slow Charge | Safety |  | Emergency stop station(s) for slow charge zone (if required) | Bartec | 1 | E00000000742 | 214

## Battery Buildings
Item | Location | Category | Quantity | Description | Manufacturer | Quantity | Serial Number 1 | Uinit price | Supplier URL
742 | Battery B1 | Controls | 1 | BESS EMS/BMS gateway | BESS OEM / TBD | 1 | E00000000743 | 2500 | https://www.bechtle.com/ie
743 | Battery B1 | Network | 1 | RS PRO DIN Rail Mount Industrial Ethernet Switch, 5 RJ45 Ports, 10/100Mbit/s Transmission | RS PRO | 1 | E00000000744 | 52 | RS PRO DIN Rail Mount Industrial Ethernet Switch, 5 RJ45 Ports, 10/100Mbit/s Transmission ¦ RS
744 | Battery B1 | Network | 1 | RS PRO DIN Rail Mount Industrial Ethernet Switch, 5 RJ45 Ports, 10/100Mbit/s Transmission | RS PRO | 1 | E00000000745 | 52 | RS PRO DIN Rail Mount Industrial Ethernet Switch, 5 RJ45 Ports, 10/100Mbit/s Transmission ¦ RS | Category | Quantity | Net Price total | VAT | Total cost
745 | Battery B1 | Monitoring | 2 | Environmental sensors (temp/humidity) | TBD | 1 | E00000000746 | 134 | https://ie.rs-online.com | CCTV | 4 | 700 | 23% | 161
746 | Battery B1 | Monitoring |  | Environmental sensors (temp/humidity) | TBD | 1 | E00000000747 | 134 |  | Controls | 2 | 5000 | 23% | 1150
747 | Battery B1 | Fire | 1 | Fire detection interface / detectors (smoke/heat) | Hoyles | 1 | E00000000748 | 227.7 | https://ie.rs-online.com | Fire | 2 | 455.4 | 23% | 104.742
748 | Battery B1 | CCTV | 2 | IP cameras (door + perimeter) | TBD | 1 | E00000000749 | 175 | https://www.freetv.ie/cctv/ip/cameras/ | Monitoring | 4 | 536 | 23% | 123.28
749 | Battery B1 | CCTV |  | IP cameras (door + perimeter) | TBD | 1 | E00000000750 | 175 |  | Network | 4 | 208 | 23% | 47.84
750 | Battery B2 | Controls | 1 | BESS EMS/BMS gateway | BESS OEM / TBD | 1 | E00000000751 | 2500 | https://www.bechtle.com/ie | Grand Total | 16 | 6899.4 | 23% | 1586.862
751 | Battery B2 | Network | 1 | RS PRO DIN Rail Mount Industrial Ethernet Switch, 5 RJ45 Ports, 10/100Mbit/s Transmission | RS PRO | 1 | E00000000752 | 52 | RS PRO DIN Rail Mount Industrial Ethernet Switch, 5 RJ45 Ports, 10/100Mbit/s Transmission ¦ RS
752 | Battery B2 | Network | 1 | RS PRO DIN Rail Mount Industrial Ethernet Switch, 5 RJ45 Ports, 10/100Mbit/s Transmission | RS PRO | 1 | E00000000753 | 52 | RS PRO DIN Rail Mount Industrial Ethernet Switch, 5 RJ45 Ports, 10/100Mbit/s Transmission ¦ RS
753 | Battery B2 | Monitoring | 2 | Environmental sensors (temp/humidity) | TBD | 1 | E00000000754 | 134 | https://ie.rs-online.com
754 | Battery B2 | Monitoring |  | Environmental sensors (temp/humidity) | TBD | 1 | E00000000755 | 134
755 | Battery B2 | Fire | 1 | Fire detection interface / detectors (smoke/heat) | Hoyles | 1 | E00000000756 | 227.7 | https://ie.rs-online.com
756 | Battery B2 | CCTV | 2 | IP cameras (door + perimeter) | TBD | 1 | E00000000757 | 175 | https://www.freetv.ie/cctv/ip/cameras/
757 | Battery B2 | CCTV |  | IP cameras (door + perimeter) | TBD | 1 | E00000000758 | 175

## Substations
Item | Location | Category | Quantity | Description | Manufacturer | Quantity | Serial Number 1 | Uinit price | Supplier URL
758 | Substation1 | SCADA | 1 | RTU / SCADA gateway (if required) | MOXA | 1 | E00000000759 | 2800 | https://ie.rs-online.com
759 | Substation1 | Network | 1 | RS PRO DIN Rail Mount Industrial Ethernet Switch, 5 RJ45 Ports, 10/100Mbit/s Transmission | RS PRO | 1 | E00000000760 | 52 | RS PRO DIN Rail Mount Industrial Ethernet Switch, 5 RJ45 Ports, 10/100Mbit/s Transmission ¦ RS
760 | Substation1 | Network | 1 | RS PRO DIN Rail Mount Industrial Ethernet Switch, 5 RJ45 Ports, 10/100Mbit/s Transmission | RS PRO | 1 | E00000000761 | 52 | RS PRO DIN Rail Mount Industrial Ethernet Switch, 5 RJ45 Ports, 10/100Mbit/s Transmission ¦ RS
761 | Substation1 | CCTV | 2 | IP cameras for substation perimeter & access | TBD | 1 | E00000000762 | 175 | https://www.freetv.ie/cctv/ip/cameras/ | Category | Quantity | Net Price total | VAT | Total cost
762 | Substation1 | CCTV |  | IP cameras for substation perimeter & access | TBD | 1 | E00000000763 | 175 |  | CCTV | 4 | 700 | 23% | 161
763 | Substation1 | Power | 1 | Small UPS (if required for comms) | APC | 1 | E00000000764 | 784.07 | https://www.microaid.ie/product/31394/apc_smart_ups_smt1500ic | Network | 4 | 208 | 23% | 47.84
764 | Substation2 | SCADA | 1 | RTU / SCADA gateway (if required) | MOXA | 1 | E00000000765 | 2800 | https://ie.rs-online.com | Power | 2 | 1568.14 | 23% | 360.6722
765 | Substation2 | Network | 1 | RS PRO DIN Rail Mount Industrial Ethernet Switch, 5 RJ45 Ports, 10/100Mbit/s Transmission | RS PRO | 1 | E00000000766 | 52 | RS PRO DIN Rail Mount Industrial Ethernet Switch, 5 RJ45 Ports, 10/100Mbit/s Transmission ¦ RS | SCADA | 2 | 5600 | 23% | 1288
766 | Substation2 | Network | 1 | RS PRO DIN Rail Mount Industrial Ethernet Switch, 5 RJ45 Ports, 10/100Mbit/s Transmission | RS PRO | 1 | E00000000767 | 52 | RS PRO DIN Rail Mount Industrial Ethernet Switch, 5 RJ45 Ports, 10/100Mbit/s Transmission ¦ RS | Grand Total | 12 | 8076.14 | 23% | 1857.5122
767 | Substation2 | CCTV | 2 | IP cameras for substation perimeter & access | TBD | 1 | E00000000768 | 175 | https://www.freetv.ie/cctv/ip/cameras/
768 | Substation2 | CCTV |  | IP cameras for substation perimeter & access | TBD | 1 | E00000000769 | 175
769 | Substation2 | Power | 1 | Small UPS (if required for comms) | APC | 1 | E00000000770 | 784.07 | https://www.microaid.ie/product/31394/apc_smart_ups_smt1500ic

## Car Wash
Item | Location | Category | Quantity | Description | Manufacturer | Quantity | Serial Number 1 | Uinit price | Supplier URL
770 | Car Wash | Network | 1 | RS PRO DIN Rail Mount Industrial Ethernet Switch, 5 RJ45 Ports, 10/100Mbit/s Transmission | RS PRO | 1 | E00000000771 | 52 | RS PRO DIN Rail Mount Industrial Ethernet Switch, 5 RJ45 Ports, 10/100Mbit/s Transmission ¦ RS
771 | Car Wash | Wi‑Fi | 1 | Indoor/outdoor Wi‑Fi access point (optional) | TBD | 1 | E00000000772 | 199 | https://itbits.ie/product/ubiquiti-u6-lr-unifi-6-long-range-wi-fi-6-wireless-access-point
772 | Car Wash | CCTV | 6 | IP cameras (entrance/exit + per room as needed) | TBD | 1 | E00000000773 | 175 | https://www.freetv.ie/cctv/ip/cameras/
773 | Car Wash | CCTV |  | IP cameras (entrance/exit + per room as needed) | TBD | 1 | E00000000774 | 175 |  | Category | Quantity | Net Price total | VAT | Total cost
774 | Car Wash | CCTV |  | IP cameras (entrance/exit + per room as needed) | TBD | 1 | E00000000775 | 175 |  | CCTV | 6 | 1050 | 23% | 241.5
775 | Car Wash | CCTV |  | IP cameras (entrance/exit + per room as needed) | TBD | 1 | E00000000776 | 175 |  | Controls | 1 | 281 | 23% | 64.63
776 | Car Wash | CCTV |  | IP cameras (entrance/exit + per room as needed) | TBD | 1 | E00000000777 | 175 |  | Network | 1 | 52 | 23% | 11.96
777 | Car Wash | CCTV |  | IP cameras (entrance/exit + per room as needed) | TBD | 1 | E00000000778 | 175 |  | Safety | 4 | 856 | 23% | 196.88
778 | Car Wash | Controls | 1 | Car wash control | TBD | 1 | E00000000779 | 281 | https://ie.rs-online.com | Wi‑Fi | 1 | 199 | 23% | 45.77
779 | Car Wash | Safety | 4 | Emergency stop (per room or per zone) | Bartec | 1 | E00000000780 | 214 | https://ie.rs-online.com | Grand Total | 13 | 2438 | 23% | 560.74
780 | Car Wash | Safety |  | Emergency stop (per room or per zone) | Bartec | 1 | E00000000781 | 214
781 | Car Wash | Safety |  | Emergency stop (per room or per zone) | Bartec | 1 | E00000000782 | 214
782 | Car Wash | Safety |  | Emergency stop (per room or per zone) | Bartec | 1 | E00000000783 | 214

## Fast Charge
Item | Location | Category | Quantity | Description | Manufacturer | Quantity | Serial Number 1 | Uinit price | Supplier URL
783 | Fast Charge | EV Charging | 5 | DC fast charger (specify kW) | TBD | 1 | E00000000785 | 28000 | https://www.bechtle.com/ie
784 | Fast Charge | EV Charging |  | DC fast charger (specify kW) | TBD | 1 | E00000000786 | 28000
785 | Fast Charge | EV Charging |  | DC fast charger (specify kW) | TBD | 1 | E00000000787 | 28000
786 | Fast Charge | EV Charging |  | DC fast charger (specify kW) | TBD | 1 | E00000000788 | 28000 |  | Category | Quantity | Net Price total | VAT | Total cost
787 | Fast Charge | EV Charging |  | DC fast charger (specify kW) | TBD | 1 | E00000000789 | 28000 |  | CCTV | 6 | 1050 | 23% | 241.5
788 | Fast Charge | Power Distribution | 1 | Upstream LV panel/feeder & isolators for DC chargers | APC | 1 | E00000000790 | 784.07 | https://www.microaid.ie/product/31394/apc_smart_ups_smt1500ic | EV Charging | 5 | 140000 | 23% | 32200
789 | Fast Charge | Power | 1 | SPD for fast charge panel (Type 2) | Weidmüller | 1 | E00000000791 | 129 | https://ie.rs-online.com | Network | 2 | 104 | 23% | 23.92
790 | Fast Charge | Network | 1 | RS PRO DIN Rail Mount Industrial Ethernet Switch, 5 RJ45 Ports, 10/100Mbit/s Transmission | RS PRO | 1 | E00000000792 | 52 | RS PRO DIN Rail Mount Industrial Ethernet Switch, 5 RJ45 Ports, 10/100Mbit/s Transmission ¦ RS | Power | 1 | 129 | 23% | 29.67
791 | Fast Charge | Network | 1 | RS PRO DIN Rail Mount Industrial Ethernet Switch, 5 RJ45 Ports, 10/100Mbit/s Transmission | RS PRO | 1 | E00000000793 | 52 | RS PRO DIN Rail Mount Industrial Ethernet Switch, 5 RJ45 Ports, 10/100Mbit/s Transmission ¦ RS | Power Distribution | 1 | 784.07 | 23% | 180.3361
792 | Fast Charge | CCTV | 6 | IP camera coverage for fast charge bays | TBD | 1 | E00000000794 | 175 | https://www.freetv.ie/cctv/ip/cameras/ | Safety | 2 | 428 | 23% | 98.44
793 | Fast Charge | CCTV |  | IP camera coverage for fast charge bays | TBD | 1 | E00000000795 | 175 |  | Grand Total | 17 | 142495.07 | 23% | 32773.8661
794 | Fast Charge | CCTV |  | IP camera coverage for fast charge bays | TBD | 1 | E00000000796 | 175
795 | Fast Charge | CCTV |  | IP camera coverage for fast charge bays | TBD | 1 | E00000000797 | 175
796 | Fast Charge | CCTV |  | IP camera coverage for fast charge bays | TBD | 1 | E00000000798 | 175
797 | Fast Charge | CCTV |  | IP camera coverage for fast charge bays | TBD | 1 | E00000000799 | 175
798 | Fast Charge | Safety | 2 | Emergency stop station(s) for fast charge zone (if required) | Bartec | 1 | E00000000800 | 214 | https://ie.rs-online.com
799 | Fast Charge | Safety |  | Emergency stop station(s) for fast charge zone (if required) | Bartec | 1 | E00000000801 | 214

## Cable Schedule
From Area | From Point | To Area | To Point | Category | Material Code | Cable Type / Spec | Cores | Shield/Armour | Install Method | Termination A | Termination B | Testing | Unity cost | Supplier URL | Notes
CORE | Core Rack (Test & Service) | Slow Charge | Outdoor Comms Cabinet | Fibre Backbone | FIBER_OS2_12C | OS2 SM fibre, 12-core, armoured (external) | 12 | Armoured | Duct/Trench | LC/SC splice | LC patch panel | OTDR | 2.8 | https://www.fs.com | Enter measured route length
CORE | Core Rack (Test & Service) | Fast Charge | Outdoor Comms Cabinet | Fibre Backbone | FIBER_OS2_12C | OS2 SM fibre, 12-core, armoured (external) | 12 | Armoured | Duct/Trench | LC/SC splice | LC patch panel | OTDR | 2.8 | https://www.fs.com | Enter measured route length
CORE | Core Rack (Test & Service) | Battery Bldg 1 | Industrial Switch | Fibre Backbone | FIBER_OS2_12C | OS2 SM fibre, 12-core, armoured (external) | 12 | Armoured | Duct/Trench | LC/SC splice | LC patch panel | OTDR | 2.8 | https://www.fs.com | Enter measured route length | Category | Net Price total | VAT | Total cost
CORE | Core Rack (Test & Service) | Battery Bldg 2 | Industrial Switch | Fibre Backbone | FIBER_OS2_12C | OS2 SM fibre, 12-core, armoured (external) | 12 | Armoured | Duct/Trench | LC/SC splice | LC patch panel | OTDR | 2.8 | https://www.fs.com | Enter measured route length | AC feeder cable (size TBD) | 18 | 23% | 4.14
CORE | Core Rack (Test & Service) | Substation 1 | RTU/Switch Enclosure | Fibre Backbone | FIBER_OS2_12C | OS2 SM fibre, 12-core, armoured (external) | 12 | Armoured | Duct/Trench | LC/SC splice | LC patch panel | OTDR | 2.8 | https://www.fs.com | Enter measured route length | AC power cable (size TBD) | 262.5 | 23% | 60.375
CORE | Core Rack (Test & Service) | Substation 2 | RTU/Switch Enclosure | Fibre Backbone | FIBER_OS2_12C | OS2 SM fibre, 12-core, armoured (external) | 12 | Armoured | Duct/Trench | LC/SC splice | LC patch panel | OTDR | 2.8 | https://www.fs.com | Enter measured route length | Cat6A U/UTP indoor | 24.75 | 23% | 5.6925
CORE | Core Rack (Test & Service) | Supermarket | IDF Cabinet | Fibre Backbone | FIBER_OS2_12C | OS2 SM fibre, 12-core, armoured (external) | 12 | Armoured | Duct/Trench | LC/SC splice | LC patch panel | OTDR | 2.8 | https://www.fs.com | Enter measured route length | Cat6A U/UTP outdoor UV-rated | 47.3 | 23% | 10.879
CORE | Core Rack (Test & Service) | Car Wash | Local Switch | Fibre Backbone | FIBER_OS2_12C | OS2 SM fibre, 12-core, armoured (external) | 12 | Armoured | Duct/Trench | LC/SC splice | LC patch panel | OTDR | 2.8 | https://www.fs.com | Enter measured route length | Control cable (screened) | 78 | 23% | 17.94
Slow Charge | Outdoor Comms Cabinet | Slow Charge | AC Charger 01 | Data | CAT6A_OUTDOOR | Cat6A U/UTP outdoor UV-rated | 4pr | UV | Duct/Tray | RJ45 keystone | RJ45 keystone | Copper cert | 0.95 | https://www.excel-networking.com | Charger comms (Ethernet). If LTE, mark N/A. | DC charger feeder cable (size TBD) | 150 | 23% | 34.5
Slow Charge | Outdoor Comms Cabinet | Slow Charge | AC Charger 02 | Data | CAT6A_OUTDOOR | Cat6A U/UTP outdoor UV-rated | 4pr | UV | Duct/Tray | RJ45 keystone | RJ45 keystone | Copper cert | 0.95 | https://www.excel-networking.com | Charger comms (Ethernet). If LTE, mark N/A. | Earth/bonding conductor (size TBD) | 12 | 23% | 2.76
Slow Charge | Outdoor Comms Cabinet | Slow Charge | AC Charger 03 | Data | CAT6A_OUTDOOR | Cat6A U/UTP outdoor UV-rated | 4pr | UV | Duct/Tray | RJ45 keystone | RJ45 keystone | Copper cert | 0.95 | https://www.excel-networking.com | Charger comms (Ethernet). If LTE, mark N/A. | OS2 SM fibre, 12-core, armoured (external) | 22.4 | 23% | 5.152
Slow Charge | Outdoor Comms Cabinet | Slow Charge | AC Charger 04 | Data | CAT6A_OUTDOOR | Cat6A U/UTP outdoor UV-rated | 4pr | UV | Duct/Tray | RJ45 keystone | RJ45 keystone | Copper cert | 0.95 | https://www.excel-networking.com | Charger comms (Ethernet). If LTE, mark N/A. | Grand Total | 614.95 | 23% | 141.4385
Slow Charge | Outdoor Comms Cabinet | Slow Charge | AC Charger 05 | Data | CAT6A_OUTDOOR | Cat6A U/UTP outdoor UV-rated | 4pr | UV | Duct/Tray | RJ45 keystone | RJ45 keystone | Copper cert | 0.95 | https://www.excel-networking.com | Charger comms (Ethernet). If LTE, mark N/A.
Slow Charge | Outdoor Comms Cabinet | Slow Charge | AC Charger 06 | Data | CAT6A_OUTDOOR | Cat6A U/UTP outdoor UV-rated | 4pr | UV | Duct/Tray | RJ45 keystone | RJ45 keystone | Copper cert | 0.95 | https://www.excel-networking.com | Charger comms (Ethernet). If LTE, mark N/A.
Slow Charge | Outdoor Comms Cabinet | Slow Charge | AC Charger 07 | Data | CAT6A_OUTDOOR | Cat6A U/UTP outdoor UV-rated | 4pr | UV | Duct/Tray | RJ45 keystone | RJ45 keystone | Copper cert | 0.95 | https://www.excel-networking.com | Charger comms (Ethernet). If LTE, mark N/A.
Slow Charge | Outdoor Comms Cabinet | Slow Charge | AC Charger 08 | Data | CAT6A_OUTDOOR | Cat6A U/UTP outdoor UV-rated | 4pr | UV | Duct/Tray | RJ45 keystone | RJ45 keystone | Copper cert | 0.95 | https://www.excel-networking.com | Charger comms (Ethernet). If LTE, mark N/A.
Slow Charge | Outdoor Comms Cabinet | Slow Charge | AC Charger 09 | Data | CAT6A_OUTDOOR | Cat6A U/UTP outdoor UV-rated | 4pr | UV | Duct/Tray | RJ45 keystone | RJ45 keystone | Copper cert | 0.95 | https://www.excel-networking.com | Charger comms (Ethernet). If LTE, mark N/A.
Slow Charge | Outdoor Comms Cabinet | Slow Charge | AC Charger 10 | Data | CAT6A_OUTDOOR | Cat6A U/UTP outdoor UV-rated | 4pr | UV | Duct/Tray | RJ45 keystone | RJ45 keystone | Copper cert | 0.95 | https://www.excel-networking.com | Charger comms (Ethernet). If LTE, mark N/A.
Slow Charge | Outdoor Comms Cabinet | Slow Charge | AC Charger 11 | Data | CAT6A_OUTDOOR | Cat6A U/UTP outdoor UV-rated | 4pr | UV | Duct/Tray | RJ45 keystone | RJ45 keystone | Copper cert | 0.95 | https://www.excel-networking.com | Charger comms (Ethernet). If LTE, mark N/A.
Slow Charge | Outdoor Comms Cabinet | Slow Charge | AC Charger 12 | Data | CAT6A_OUTDOOR | Cat6A U/UTP outdoor UV-rated | 4pr | UV | Duct/Tray | RJ45 keystone | RJ45 keystone | Copper cert | 0.95 | https://www.excel-networking.com | Charger comms (Ethernet). If LTE, mark N/A.
Slow Charge | Outdoor Comms Cabinet | Slow Charge | AC Charger 13 | Data | CAT6A_OUTDOOR | Cat6A U/UTP outdoor UV-rated | 4pr | UV | Duct/Tray | RJ45 keystone | RJ45 keystone | Copper cert | 0.95 | https://www.excel-networking.com | Charger comms (Ethernet). If LTE, mark N/A.
Slow Charge | Outdoor Comms Cabinet | Slow Charge | AC Charger 14 | Data | CAT6A_OUTDOOR | Cat6A U/UTP outdoor UV-rated | 4pr | UV | Duct/Tray | RJ45 keystone | RJ45 keystone | Copper cert | 0.95 | https://www.excel-networking.com | Charger comms (Ethernet). If LTE, mark N/A.
Slow Charge | Outdoor Comms Cabinet | Slow Charge | AC Charger 15 | Data | CAT6A_OUTDOOR | Cat6A U/UTP outdoor UV-rated | 4pr | UV | Duct/Tray | RJ45 keystone | RJ45 keystone | Copper cert | 0.95 | https://www.excel-networking.com | Charger comms (Ethernet). If LTE, mark N/A.
Slow Charge | Outdoor Comms Cabinet | Slow Charge | AC Charger 16 | Data | CAT6A_OUTDOOR | Cat6A U/UTP outdoor UV-rated | 4pr | UV | Duct/Tray | RJ45 keystone | RJ45 keystone | Copper cert | 0.95 | https://www.excel-networking.com | Charger comms (Ethernet). If LTE, mark N/A.
Slow Charge | Outdoor Comms Cabinet | Slow Charge | AC Charger 17 | Data | CAT6A_OUTDOOR | Cat6A U/UTP outdoor UV-rated | 4pr | UV | Duct/Tray | RJ45 keystone | RJ45 keystone | Copper cert | 0.95 | https://www.excel-networking.com | Charger comms (Ethernet). If LTE, mark N/A.
Slow Charge | Outdoor Comms Cabinet | Slow Charge | AC Charger 18 | Data | CAT6A_OUTDOOR | Cat6A U/UTP outdoor UV-rated | 4pr | UV | Duct/Tray | RJ45 keystone | RJ45 keystone | Copper cert | 0.95 | https://www.excel-networking.com | Charger comms (Ethernet). If LTE, mark N/A.
Slow Charge | Outdoor Comms Cabinet | Slow Charge | AC Charger 19 | Data | CAT6A_OUTDOOR | Cat6A U/UTP outdoor UV-rated | 4pr | UV | Duct/Tray | RJ45 keystone | RJ45 keystone | Copper cert | 0.95 | https://www.excel-networking.com | Charger comms (Ethernet). If LTE, mark N/A.
Slow Charge | Outdoor Comms Cabinet | Slow Charge | AC Charger 20 | Data | CAT6A_OUTDOOR | Cat6A U/UTP outdoor UV-rated | 4pr | UV | Duct/Tray | RJ45 keystone | RJ45 keystone | Copper cert | 0.95 | https://www.excel-networking.com | Charger comms (Ethernet). If LTE, mark N/A.
Slow Charge | Outdoor Comms Cabinet | Slow Charge | AC Charger 21 | Data | CAT6A_OUTDOOR | Cat6A U/UTP outdoor UV-rated | 4pr | UV | Duct/Tray | RJ45 keystone | RJ45 keystone | Copper cert | 0.95 | https://www.excel-networking.com | Charger comms (Ethernet). If LTE, mark N/A.
Slow Charge | Outdoor Comms Cabinet | Slow Charge | AC Charger 22 | Data | CAT6A_OUTDOOR | Cat6A U/UTP outdoor UV-rated | 4pr | UV | Duct/Tray | RJ45 keystone | RJ45 keystone | Copper cert | 0.95 | https://www.excel-networking.com | Charger comms (Ethernet). If LTE, mark N/A.
Slow Charge | Outdoor Comms Cabinet | Slow Charge | AC Charger 23 | Data | CAT6A_OUTDOOR | Cat6A U/UTP outdoor UV-rated | 4pr | UV | Duct/Tray | RJ45 keystone | RJ45 keystone | Copper cert | 0.95 | https://www.excel-networking.com | Charger comms (Ethernet). If LTE, mark N/A.
Slow Charge | Outdoor Comms Cabinet | Slow Charge | AC Charger 24 | Data | CAT6A_OUTDOOR | Cat6A U/UTP outdoor UV-rated | 4pr | UV | Duct/Tray | RJ45 keystone | RJ45 keystone | Copper cert | 0.95 | https://www.excel-networking.com | Charger comms (Ethernet). If LTE, mark N/A.
Slow Charge | Outdoor Comms Cabinet | Slow Charge | AC Charger 25 | Data | CAT6A_OUTDOOR | Cat6A U/UTP outdoor UV-rated | 4pr | UV | Duct/Tray | RJ45 keystone | RJ45 keystone | Copper cert | 0.95 | https://www.excel-networking.com | Charger comms (Ethernet). If LTE, mark N/A.
Fast Charge | Outdoor Comms Cabinet | Fast Charge | DC Charger 01 | Data | CAT6A_OUTDOOR | Cat6A U/UTP outdoor UV-rated | 4pr | UV | Duct/Tray | RJ45 keystone | RJ45 keystone | Copper cert | 0.95 | https://www.excel-networking.com | Charger comms (Ethernet).
Fast Charge | Outdoor Comms Cabinet | Fast Charge | DC Charger 02 | Data | CAT6A_OUTDOOR | Cat6A U/UTP outdoor UV-rated | 4pr | UV | Duct/Tray | RJ45 keystone | RJ45 keystone | Copper cert | 0.95 | https://www.excel-networking.com | Charger comms (Ethernet).
Fast Charge | Outdoor Comms Cabinet | Fast Charge | DC Charger 03 | Data | CAT6A_OUTDOOR | Cat6A U/UTP outdoor UV-rated | 4pr | UV | Duct/Tray | RJ45 keystone | RJ45 keystone | Copper cert | 0.95 | https://www.excel-networking.com | Charger comms (Ethernet).
Fast Charge | Outdoor Comms Cabinet | Fast Charge | DC Charger 04 | Data | CAT6A_OUTDOOR | Cat6A U/UTP outdoor UV-rated | 4pr | UV | Duct/Tray | RJ45 keystone | RJ45 keystone | Copper cert | 0.95 | https://www.excel-networking.com | Charger comms (Ethernet).
Fast Charge | Outdoor Comms Cabinet | Fast Charge | DC Charger 05 | Data | CAT6A_OUTDOOR | Cat6A U/UTP outdoor UV-rated | 4pr | UV | Duct/Tray | RJ45 keystone | RJ45 keystone | Copper cert | 0.95 | https://www.excel-networking.com | Charger comms (Ethernet).
Slow Charge | Charger Distribution Panel | Slow Charge | AC Charger 01 | Power | PWR_AC_FINAL | AC power cable (size TBD) |  | SWA/Armoured | Duct/Tray | Gland/Lug | Gland/Lug | IR/Continuity | 10.5 | https://www.prysmiangroup.com | Cable size TBD per load and route
Slow Charge | Charger Distribution Panel | Slow Charge | AC Charger 02 | Power | PWR_AC_FINAL | AC power cable (size TBD) |  | SWA/Armoured | Duct/Tray | Gland/Lug | Gland/Lug | IR/Continuity | 10.5 | https://www.prysmiangroup.com | Cable size TBD per load and route
Slow Charge | Charger Distribution Panel | Slow Charge | AC Charger 03 | Power | PWR_AC_FINAL | AC power cable (size TBD) |  | SWA/Armoured | Duct/Tray | Gland/Lug | Gland/Lug | IR/Continuity | 10.5 | https://www.prysmiangroup.com | Cable size TBD per load and route
Slow Charge | Charger Distribution Panel | Slow Charge | AC Charger 04 | Power | PWR_AC_FINAL | AC power cable (size TBD) |  | SWA/Armoured | Duct/Tray | Gland/Lug | Gland/Lug | IR/Continuity | 10.5 | https://www.prysmiangroup.com | Cable size TBD per load and route
Slow Charge | Charger Distribution Panel | Slow Charge | AC Charger 05 | Power | PWR_AC_FINAL | AC power cable (size TBD) |  | SWA/Armoured | Duct/Tray | Gland/Lug | Gland/Lug | IR/Continuity | 10.5 | https://www.prysmiangroup.com | Cable size TBD per load and route
Slow Charge | Charger Distribution Panel | Slow Charge | AC Charger 06 | Power | PWR_AC_FINAL | AC power cable (size TBD) |  | SWA/Armoured | Duct/Tray | Gland/Lug | Gland/Lug | IR/Continuity | 10.5 | https://www.prysmiangroup.com | Cable size TBD per load and route
Slow Charge | Charger Distribution Panel | Slow Charge | AC Charger 07 | Power | PWR_AC_FINAL | AC power cable (size TBD) |  | SWA/Armoured | Duct/Tray | Gland/Lug | Gland/Lug | IR/Continuity | 10.5 | https://www.prysmiangroup.com | Cable size TBD per load and route
Slow Charge | Charger Distribution Panel | Slow Charge | AC Charger 08 | Power | PWR_AC_FINAL | AC power cable (size TBD) |  | SWA/Armoured | Duct/Tray | Gland/Lug | Gland/Lug | IR/Continuity | 10.5 | https://www.prysmiangroup.com | Cable size TBD per load and route
Slow Charge | Charger Distribution Panel | Slow Charge | AC Charger 09 | Power | PWR_AC_FINAL | AC power cable (size TBD) |  | SWA/Armoured | Duct/Tray | Gland/Lug | Gland/Lug | IR/Continuity | 10.5 | https://www.prysmiangroup.com | Cable size TBD per load and route
Slow Charge | Charger Distribution Panel | Slow Charge | AC Charger 10 | Power | PWR_AC_FINAL | AC power cable (size TBD) |  | SWA/Armoured | Duct/Tray | Gland/Lug | Gland/Lug | IR/Continuity | 10.5 | https://www.prysmiangroup.com | Cable size TBD per load and route
Slow Charge | Charger Distribution Panel | Slow Charge | AC Charger 11 | Power | PWR_AC_FINAL | AC power cable (size TBD) |  | SWA/Armoured | Duct/Tray | Gland/Lug | Gland/Lug | IR/Continuity | 10.5 | https://www.prysmiangroup.com | Cable size TBD per load and route
Slow Charge | Charger Distribution Panel | Slow Charge | AC Charger 12 | Power | PWR_AC_FINAL | AC power cable (size TBD) |  | SWA/Armoured | Duct/Tray | Gland/Lug | Gland/Lug | IR/Continuity | 10.5 | https://www.prysmiangroup.com | Cable size TBD per load and route
Slow Charge | Charger Distribution Panel | Slow Charge | AC Charger 13 | Power | PWR_AC_FINAL | AC power cable (size TBD) |  | SWA/Armoured | Duct/Tray | Gland/Lug | Gland/Lug | IR/Continuity | 10.5 | https://www.prysmiangroup.com | Cable size TBD per load and route
Slow Charge | Charger Distribution Panel | Slow Charge | AC Charger 14 | Power | PWR_AC_FINAL | AC power cable (size TBD) |  | SWA/Armoured | Duct/Tray | Gland/Lug | Gland/Lug | IR/Continuity | 10.5 | https://www.prysmiangroup.com | Cable size TBD per load and route
Slow Charge | Charger Distribution Panel | Slow Charge | AC Charger 15 | Power | PWR_AC_FINAL | AC power cable (size TBD) |  | SWA/Armoured | Duct/Tray | Gland/Lug | Gland/Lug | IR/Continuity | 10.5 | https://www.prysmiangroup.com | Cable size TBD per load and route
Slow Charge | Charger Distribution Panel | Slow Charge | AC Charger 16 | Power | PWR_AC_FINAL | AC power cable (size TBD) |  | SWA/Armoured | Duct/Tray | Gland/Lug | Gland/Lug | IR/Continuity | 10.5 | https://www.prysmiangroup.com | Cable size TBD per load and route
Slow Charge | Charger Distribution Panel | Slow Charge | AC Charger 17 | Power | PWR_AC_FINAL | AC power cable (size TBD) |  | SWA/Armoured | Duct/Tray | Gland/Lug | Gland/Lug | IR/Continuity | 10.5 | https://www.prysmiangroup.com | Cable size TBD per load and route
Slow Charge | Charger Distribution Panel | Slow Charge | AC Charger 18 | Power | PWR_AC_FINAL | AC power cable (size TBD) |  | SWA/Armoured | Duct/Tray | Gland/Lug | Gland/Lug | IR/Continuity | 10.5 | https://www.prysmiangroup.com | Cable size TBD per load and route
Slow Charge | Charger Distribution Panel | Slow Charge | AC Charger 19 | Power | PWR_AC_FINAL | AC power cable (size TBD) |  | SWA/Armoured | Duct/Tray | Gland/Lug | Gland/Lug | IR/Continuity | 10.5 | https://www.prysmiangroup.com | Cable size TBD per load and route
Slow Charge | Charger Distribution Panel | Slow Charge | AC Charger 20 | Power | PWR_AC_FINAL | AC power cable (size TBD) |  | SWA/Armoured | Duct/Tray | Gland/Lug | Gland/Lug | IR/Continuity | 10.5 | https://www.prysmiangroup.com | Cable size TBD per load and route
Slow Charge | Charger Distribution Panel | Slow Charge | AC Charger 21 | Power | PWR_AC_FINAL | AC power cable (size TBD) |  | SWA/Armoured | Duct/Tray | Gland/Lug | Gland/Lug | IR/Continuity | 10.5 | https://www.prysmiangroup.com | Cable size TBD per load and route
Slow Charge | Charger Distribution Panel | Slow Charge | AC Charger 22 | Power | PWR_AC_FINAL | AC power cable (size TBD) |  | SWA/Armoured | Duct/Tray | Gland/Lug | Gland/Lug | IR/Continuity | 10.5 | https://www.prysmiangroup.com | Cable size TBD per load and route
Slow Charge | Charger Distribution Panel | Slow Charge | AC Charger 23 | Power | PWR_AC_FINAL | AC power cable (size TBD) |  | SWA/Armoured | Duct/Tray | Gland/Lug | Gland/Lug | IR/Continuity | 10.5 | https://www.prysmiangroup.com | Cable size TBD per load and route
Slow Charge | Charger Distribution Panel | Slow Charge | AC Charger 24 | Power | PWR_AC_FINAL | AC power cable (size TBD) |  | SWA/Armoured | Duct/Tray | Gland/Lug | Gland/Lug | IR/Continuity | 10.5 | https://www.prysmiangroup.com | Cable size TBD per load and route
Slow Charge | Charger Distribution Panel | Slow Charge | AC Charger 25 | Power | PWR_AC_FINAL | AC power cable (size TBD) |  | SWA/Armoured | Duct/Tray | Gland/Lug | Gland/Lug | IR/Continuity | 10.5 | https://www.prysmiangroup.com | Cable size TBD per load and route
Site LV Room / Main Panel | Main LV | Slow Charge | Charger Distribution Panel | Power | PWR_AC_FEEDER | AC feeder cable (size TBD) |  | SWA/Armoured | Duct/Tray | Gland/Lug | Gland/Lug | IR/Continuity | 18 | https://www.prysmiangroup.com | Feeder size TBD per load calc
Fast Charge | Fast Charge Panel | Fast Charge | DC Charger 01 | Power | PWR_DC_FEEDER | DC charger feeder cable (size TBD) |  | SWA/Armoured | Duct/Tray | Gland/Lug | Gland/Lug | IR/Continuity | 25 | https://www.prysmiangroup.com | Per OEM cable spec
Fast Charge | Fast Charge Panel | Fast Charge | DC Charger 02 | Power | PWR_DC_FEEDER | DC charger feeder cable (size TBD) |  | SWA/Armoured | Duct/Tray | Gland/Lug | Gland/Lug | IR/Continuity | 25 | https://www.prysmiangroup.com | Per OEM cable spec
Fast Charge | Fast Charge Panel | Fast Charge | DC Charger 03 | Power | PWR_DC_FEEDER | DC charger feeder cable (size TBD) |  | SWA/Armoured | Duct/Tray | Gland/Lug | Gland/Lug | IR/Continuity | 25 | https://www.prysmiangroup.com | Per OEM cable spec
Fast Charge | Fast Charge Panel | Fast Charge | DC Charger 04 | Power | PWR_DC_FEEDER | DC charger feeder cable (size TBD) |  | SWA/Armoured | Duct/Tray | Gland/Lug | Gland/Lug | IR/Continuity | 25 | https://www.prysmiangroup.com | Per OEM cable spec
Fast Charge | Fast Charge Panel | Fast Charge | DC Charger 05 | Power | PWR_DC_FEEDER | DC charger feeder cable (size TBD) |  | SWA/Armoured | Duct/Tray | Gland/Lug | Gland/Lug | IR/Continuity | 25 | https://www.prysmiangroup.com | Per OEM cable spec
Site LV Room / Main Panel | Main LV | Fast Charge | Fast Charge Panel | Power | PWR_DC_FEEDER | DC charger feeder cable (size TBD) |  | SWA/Armoured | Duct/Tray | Gland/Lug | Gland/Lug | IR/Continuity | 25 | https://www.prysmiangroup.com | Feeder size TBD per OEM
Slow Charge | E‑Stop Station 1 | Slow Charge | Charger Distribution Panel | Control | CTRL_CABLE | Control cable (screened) |  | Screened | Tray/Trunking | Ferrule | Ferrule | Functional | 18 |  | If E‑stop required
Slow Charge | E‑Stop Station 2 | Slow Charge | Charger Distribution Panel | Control | CTRL_CABLE | Control cable (screened) |  | Screened | Tray/Trunking | Ferrule | Ferrule | Functional | 25 |  | If E‑stop required
Fast Charge | E‑Stop Station 1 | Fast Charge | Fast Charge Panel | Control | CTRL_CABLE | Control cable (screened) |  | Screened | Tray/Trunking | Ferrule | Ferrule | Functional | 25 |  | If E‑stop required
Slow Charge | Zone Earth Bar | Slow Charge | Chargers (aggregate) | Power | EARTH_CABLE | Earth/bonding conductor (size TBD) |  |  | As required | Lug | Lug | Continuity | 6 |  | Aggregate length for bonding tails
Fast Charge | Zone Earth Bar | Fast Charge | Chargers (aggregate) | Power | EARTH_CABLE | Earth/bonding conductor (size TBD) |  |  | As required | Lug | Lug | Continuity | 6 |  | Aggregate length for bonding tails
Supermarket | IDF Cabinet | Supermarket | Wi‑Fi AP 01 | Data | CAT6A_INDOOR | Cat6A U/UTP indoor | 4pr |  | Tray/Trunking | RJ45 keystone | RJ45 keystone | Copper cert | 0.75 | https://www.excel-networking.com
Supermarket | IDF Cabinet | Supermarket | Wi‑Fi AP 02 | Data | CAT6A_INDOOR | Cat6A U/UTP indoor | 4pr |  | Tray/Trunking | RJ45 keystone | RJ45 keystone | Copper cert | 0.75 | https://www.excel-networking.com
Supermarket | IDF Cabinet | Supermarket | Wi‑Fi AP 03 | Data | CAT6A_INDOOR | Cat6A U/UTP indoor | 4pr |  | Tray/Trunking | RJ45 keystone | RJ45 keystone | Copper cert | 0.75 | https://www.excel-networking.com
Supermarket | IDF Cabinet | Supermarket | Wi‑Fi AP 04 | Data | CAT6A_INDOOR | Cat6A U/UTP indoor | 4pr |  | Tray/Trunking | RJ45 keystone | RJ45 keystone | Copper cert | 0.75 | https://www.excel-networking.com
Supermarket | IDF Cabinet | Supermarket | Camera 01 | Data | CAT6A_INDOOR | Cat6A U/UTP indoor | 4pr |  | Tray/Trunking | RJ45 keystone | RJ45 keystone | Copper cert | 0.75 | https://www.excel-networking.com | Adjust qty to actual camera count
Supermarket | IDF Cabinet | Supermarket | Camera 02 | Data | CAT6A_INDOOR | Cat6A U/UTP indoor | 4pr |  | Tray/Trunking | RJ45 keystone | RJ45 keystone | Copper cert | 0.75 | https://www.excel-networking.com | Adjust qty to actual camera count
Supermarket | IDF Cabinet | Supermarket | Camera 03 | Data | CAT6A_INDOOR | Cat6A U/UTP indoor | 4pr |  | Tray/Trunking | RJ45 keystone | RJ45 keystone | Copper cert | 0.75 | https://www.excel-networking.com | Adjust qty to actual camera count
Supermarket | IDF Cabinet | Supermarket | Camera 04 | Data | CAT6A_INDOOR | Cat6A U/UTP indoor | 4pr |  | Tray/Trunking | RJ45 keystone | RJ45 keystone | Copper cert | 0.75 | https://www.excel-networking.com | Adjust qty to actual camera count
Supermarket | IDF Cabinet | Supermarket | Camera 05 | Data | CAT6A_INDOOR | Cat6A U/UTP indoor | 4pr |  | Tray/Trunking | RJ45 keystone | RJ45 keystone | Copper cert | 0.75 | https://www.excel-networking.com | Adjust qty to actual camera count
Supermarket | IDF Cabinet | Supermarket | Camera 06 | Data | CAT6A_INDOOR | Cat6A U/UTP indoor | 4pr |  | Tray/Trunking | RJ45 keystone | RJ45 keystone | Copper cert | 0.75 | https://www.excel-networking.com | Adjust qty to actual camera count
Supermarket | IDF Cabinet | Supermarket | Camera 07 | Data | CAT6A_INDOOR | Cat6A U/UTP indoor | 4pr |  | Tray/Trunking | RJ45 keystone | RJ45 keystone | Copper cert | 0.75 | https://www.excel-networking.com | Adjust qty to actual camera count
Supermarket | IDF Cabinet | Supermarket | Camera 08 | Data | CAT6A_INDOOR | Cat6A U/UTP indoor | 4pr |  | Tray/Trunking | RJ45 keystone | RJ45 keystone | Copper cert | 0.75 | https://www.excel-networking.com | Adjust qty to actual camera count
Supermarket | IDF Cabinet | Supermarket | Camera 09 | Data | CAT6A_INDOOR | Cat6A U/UTP indoor | 4pr |  | Tray/Trunking | RJ45 keystone | RJ45 keystone | Copper cert | 0.75 | https://www.excel-networking.com | Adjust qty to actual camera count
Supermarket | IDF Cabinet | Supermarket | Camera 10 | Data | CAT6A_INDOOR | Cat6A U/UTP indoor | 4pr |  | Tray/Trunking | RJ45 keystone | RJ45 keystone | Copper cert | 0.75 | https://www.excel-networking.com | Adjust qty to actual camera count
Supermarket | IDF Cabinet | Supermarket | Camera 11 | Data | CAT6A_INDOOR | Cat6A U/UTP indoor | 4pr |  | Tray/Trunking | RJ45 keystone | RJ45 keystone | Copper cert | 0.75 | https://www.excel-networking.com | Adjust qty to actual camera count
Supermarket | IDF Cabinet | Supermarket | Camera 12 | Data | CAT6A_INDOOR | Cat6A U/UTP indoor | 4pr |  | Tray/Trunking | RJ45 keystone | RJ45 keystone | Copper cert | 0.75 | https://www.excel-networking.com | Adjust qty to actual camera count
Supermarket | IDF Cabinet | Supermarket | Camera 13 | Data | CAT6A_INDOOR | Cat6A U/UTP indoor | 4pr |  | Tray/Trunking | RJ45 keystone | RJ45 keystone | Copper cert | 0.75 | https://www.excel-networking.com | Adjust qty to actual camera count
Supermarket | IDF Cabinet | Supermarket | Camera 14 | Data | CAT6A_INDOOR | Cat6A U/UTP indoor | 4pr |  | Tray/Trunking | RJ45 keystone | RJ45 keystone | Copper cert | 0.75 | https://www.excel-networking.com | Adjust qty to actual camera count
Supermarket | IDF Cabinet | Supermarket | Camera 15 | Data | CAT6A_INDOOR | Cat6A U/UTP indoor | 4pr |  | Tray/Trunking | RJ45 keystone | RJ45 keystone | Copper cert | 0.75 | https://www.excel-networking.com | Adjust qty to actual camera count
Supermarket | IDF Cabinet | Supermarket | Camera 16 | Data | CAT6A_INDOOR | Cat6A U/UTP indoor | 4pr |  | Tray/Trunking | RJ45 keystone | RJ45 keystone | Copper cert | 0.75 | https://www.excel-networking.com | Adjust qty to actual camera count
Car Wash | Local Switch | Car Wash | Wi‑Fi AP 01 | Data | CAT6A_OUTDOOR | Cat6A U/UTP outdoor UV-rated | 4pr | UV | Duct/Tray | RJ45 keystone | RJ45 keystone | Copper cert | 1.6 | https://www.excel-networking.com
Car Wash | Local Switch | Car Wash | Camera 01 | Data | CAT6A_OUTDOOR | Cat6A U/UTP outdoor UV-rated | 4pr | UV | Duct/Tray | RJ45 keystone | RJ45 keystone | Copper cert | 1.6 | https://www.excel-networking.com
Car Wash | Local Switch | Car Wash | Camera 02 | Data | CAT6A_OUTDOOR | Cat6A U/UTP outdoor UV-rated | 4pr | UV | Duct/Tray | RJ45 keystone | RJ45 keystone | Copper cert | 1.6 | https://www.excel-networking.com
Car Wash | Local Switch | Car Wash | Camera 03 | Data | CAT6A_OUTDOOR | Cat6A U/UTP outdoor UV-rated | 4pr | UV | Duct/Tray | RJ45 keystone | RJ45 keystone | Copper cert | 1.6 | https://www.excel-networking.com
Car Wash | Local Switch | Car Wash | Camera 04 | Data | CAT6A_OUTDOOR | Cat6A U/UTP outdoor UV-rated | 4pr | UV | Duct/Tray | RJ45 keystone | RJ45 keystone | Copper cert | 1.6 | https://www.excel-networking.com
Car Wash | Local Switch | Car Wash | Camera 05 | Data | CAT6A_OUTDOOR | Cat6A U/UTP outdoor UV-rated | 4pr | UV | Duct/Tray | RJ45 keystone | RJ45 keystone | Copper cert | 1.6 | https://www.excel-networking.com
Car Wash | Local Switch | Car Wash | Camera 06 | Data | CAT6A_OUTDOOR | Cat6A U/UTP outdoor UV-rated | 4pr | UV | Duct/Tray | RJ45 keystone | RJ45 keystone | Copper cert | 1.6 | https://www.excel-networking.com
Car Wash | E‑Stop Room 1 | Car Wash | Control Panel | Control | CTRL_CABLE | Control cable (screened) |  | Screened | Tray/Trunking | Ferrule | Ferrule | Functional | 2.5 | https://www.lapp.com
Car Wash | E‑Stop Room 2 | Car Wash | Control Panel | Control | CTRL_CABLE | Control cable (screened) |  | Screened | Tray/Trunking | Ferrule | Ferrule | Functional | 2.5 | https://www.lapp.com
Car Wash | E‑Stop Room 3 | Car Wash | Control Panel | Control | CTRL_CABLE | Control cable (screened) |  | Screened | Tray/Trunking | Ferrule | Ferrule | Functional | 2.5 | https://www.lapp.com
Car Wash | E‑Stop Room 4 | Car Wash | Control Panel | Control | CTRL_CABLE | Control cable (screened) |  | Screened | Tray/Trunking | Ferrule | Ferrule | Functional | 2.5 | https://www.lapp.com
Test & Service | Core Rack | Test & Service | Wi‑Fi AP 01 | Data | CAT6A_INDOOR | Cat6A U/UTP indoor | 4pr |  | Tray/Trunking | RJ45 keystone | RJ45 keystone | Copper cert | 0.75 | https://www.excel-networking.com
Test & Service | Core Rack | Test & Service | Wi‑Fi AP 02 | Data | CAT6A_INDOOR | Cat6A U/UTP indoor | 4pr |  | Tray/Trunking | RJ45 keystone | RJ45 keystone | Copper cert | 0.75 | https://www.excel-networking.com
Test & Service | Core Rack | Test & Service | Wi‑Fi AP 03 | Data | CAT6A_INDOOR | Cat6A U/UTP indoor | 4pr |  | Tray/Trunking | RJ45 keystone | RJ45 keystone | Copper cert | 0.75 | https://www.excel-networking.com
Test & Service | Core Rack | Test & Service | Camera 01 | Data | CAT6A_INDOOR | Cat6A U/UTP indoor | 4pr |  | Tray/Trunking | RJ45 keystone | RJ45 keystone | Copper cert | 0.75 | https://www.excel-networking.com
Test & Service | Core Rack | Test & Service | Camera 02 | Data | CAT6A_INDOOR | Cat6A U/UTP indoor | 4pr |  | Tray/Trunking | RJ45 keystone | RJ45 keystone | Copper cert | 0.75 | https://www.excel-networking.com
Test & Service | Core Rack | Test & Service | Camera 03 | Data | CAT6A_INDOOR | Cat6A U/UTP indoor | 4pr |  | Tray/Trunking | RJ45 keystone | RJ45 keystone | Copper cert | 0.75 | https://www.excel-networking.com
Test & Service | Core Rack | Test & Service | Camera 04 | Data | CAT6A_INDOOR | Cat6A U/UTP indoor | 4pr |  | Tray/Trunking | RJ45 keystone | RJ45 keystone | Copper cert | 0.75 | https://www.excel-networking.com
Test & Service | Core Rack | Test & Service | Camera 05 | Data | CAT6A_INDOOR | Cat6A U/UTP indoor | 4pr |  | Tray/Trunking | RJ45 keystone | RJ45 keystone | Copper cert | 0.75 | https://www.excel-networking.com
Test & Service | Core Rack | Test & Service | Camera 06 | Data | CAT6A_INDOOR | Cat6A U/UTP indoor | 4pr |  | Tray/Trunking | RJ45 keystone | RJ45 keystone | Copper cert | 0.75 | https://www.excel-networking.com
Test & Service | Core Rack | Test & Service | Camera 07 | Data | CAT6A_INDOOR | Cat6A U/UTP indoor | 4pr |  | Tray/Trunking | RJ45 keystone | RJ45 keystone | Copper cert | 0.75 | https://www.excel-networking.com
Test & Service | Core Rack | Test & Service | Camera 08 | Data | CAT6A_INDOOR | Cat6A U/UTP indoor | 4pr |  | Tray/Trunking | RJ45 keystone | RJ45 keystone | Copper cert | 0.75 | https://www.excel-networking.com
Test & Service | Core Rack | Test & Service | Access Control Door | Data | CAT6A_INDOOR | Cat6A U/UTP indoor | 4pr |  | Tray/Trunking | RJ45 keystone | RJ45 keystone | Copper cert | 0.75 | https://www.excel-networking.com
Test & Service | Core Rack | Test & Service | Alarm Panel | Data | CAT6A_INDOOR | Cat6A U/UTP indoor | 4pr |  | Tray/Trunking | RJ45 keystone | RJ45 keystone | Copper cert | 0.75 | https://www.excel-networking.com
Battery Bldg 1 | Industrial Switch | Battery Bldg 1 | Camera 01 | Data | CAT6A_OUTDOOR | Cat6A U/UTP outdoor UV-rated | 4pr | UV | Duct/Tray | RJ45 keystone | RJ45 keystone | Copper cert | 0.95 | https://www.excel-networking.com
Battery Bldg 1 | Industrial Switch | Battery Bldg 1 | Camera 02 | Data | CAT6A_OUTDOOR | Cat6A U/UTP outdoor UV-rated | 4pr | UV | Duct/Tray | RJ45 keystone | RJ45 keystone | Copper cert | 0.95 | https://www.excel-networking.com
Battery Bldg 2 | Industrial Switch | Battery Bldg 2 | Camera 01 | Data | CAT6A_OUTDOOR | Cat6A U/UTP outdoor UV-rated | 4pr | UV | Duct/Tray | RJ45 keystone | RJ45 keystone | Copper cert | 0.95 | https://www.excel-networking.com
Battery Bldg 2 | Industrial Switch | Battery Bldg 2 | Camera 02 | Data | CAT6A_OUTDOOR | Cat6A U/UTP outdoor UV-rated | 4pr | UV | Duct/Tray | RJ45 keystone | RJ45 keystone | Copper cert | 0.95 | https://www.excel-networking.com
Substation 1 | RTU/Switch Enclosure | Substation 1 | Camera 01 | Data | CAT6A_OUTDOOR | Cat6A U/UTP outdoor UV-rated | 4pr | UV | Duct/Tray | RJ45 keystone | RJ45 keystone | Copper cert | 0.95 | https://www.excel-networking.com
Substation 1 | RTU/Switch Enclosure | Substation 1 | Camera 02 | Data | CAT6A_OUTDOOR | Cat6A U/UTP outdoor UV-rated | 4pr | UV | Duct/Tray | RJ45 keystone | RJ45 keystone | Copper cert | 0.95 | https://www.excel-networking.com
Substation 2 | RTU/Switch Enclosure | Substation 2 | Camera 01 | Data | CAT6A_OUTDOOR | Cat6A U/UTP outdoor UV-rated | 4pr | UV | Duct/Tray | RJ45 keystone | RJ45 keystone | Copper cert | 0.95 | https://www.excel-networking.com
Substation 2 | RTU/Switch Enclosure | Substation 2 | Camera 02 | Data | CAT6A_OUTDOOR | Cat6A U/UTP outdoor UV-rated | 4pr | UV | Duct/Tray | RJ45 keystone | RJ45 keystone | Copper cert | 0.95 | https://www.excel-networking.com